## Sheet
[10 empty] | Report Date : |  | 2024-08-04
Master Component Program List DRAFT
Plant : | Veolia
Regulation : | EPABB
Unit: VEOLIA
Component Tag |  | Drawing | Class | Type |  | Size | State | Category | Location |  | Stream
0001 |  |  | PUMP |  | DMS PUMP | 0 | LL | N | RECOVERY 1ST SE CORNER P-4208 |  | Mixed Solvents
0001.01 |  |  | CONECT |  | FLG IN | 1.5 | LL | N | RECOVERY 1ST SE CORNER P-4208 |  | Mixed Solvents
0001.02 |  |  | CONECT |  | FLG OUT | 1 | LL | N | RECOVERY 1ST SE CORNER P-4208 PUMP DISCHARGE |  | Mixed Solvents
0002 |  |  | VALVE |  | BALL | 1 | LL | N | RECOVERY 1ST SE CORNER P-4208 PUMP DISCHARGE |  | Mixed Solvents
0002.01 |  |  | CONECT |  | FLANGE | 1 | LL | N | RECOVERY 1ST SE CORNER P-4208 PUMP DISCHARGE |  | Mixed Solvents
0003 |  |  | VALVE |  | BALL | 1 | LL | N | RECOVERY 1ST SE CORNER P-4208 PUMP DISCHARGE |  | Mixed Solvents
0004 |  |  | VALVE |  | BALL | 1 | LL | N | RECOVERY 1ST SE CORNER P-4208 PUMP DISCHARGE |  | Mixed Solvents
0004.01 |  |  | CONECT |  | SCRVEND | 1 | LL | N | RECOVERY 1ST SE CORNER P-4208 PUMP DISCHARGE |  | Mixed Solvents
0004.02 |  |  | CONECT |  | REDUCER | 0.5 | LL | N | RECOVERY 1ST SE CORNER P-4208 PUMP DISCHARGE |  | Mixed Solvents
0004.03 |  |  | CONECT |  | NIPPLE | 0.5 | LL | N | RECOVERY 1ST SE CORNER P-4208 PUMP DISCHARGE |  | Mixed Solvents
0004.04 |  |  | CONECT |  | FLANGE | 0.5 | LL | N | RECOVERY 1ST SE CORNER P-4208 PUMP DISCHARGE |  | Mixed Solvents
0005 |  |  | VALVE |  | BALL | 0.5 | LL | N | RECOVERY 1ST SE CORNER P-4208 PUMP DISCHARGE |  | Mixed Solvents
0005.01 |  |  | CAP |  | POE | 0.5 | LL | N | RECOVERY 1ST SE CORNER P-4208 PUMP DISCHARGE |  | Mixed Solvents
0006 |  |  | VALVE |  | CHECK | 1 | LL | N | RECOVERY 1ST SE CORNER P-4208 PUMP DISCHARGE |  | Mixed Solvents
0007 |  |  | VALVE |  | BALL | 1 | LL | N | RECOVERY 1ST SE CORNER P-4208 PUMP DISCHARGE |  | Mixed Solvents
0008 |  |  | VALVE |  | BALL | 1 | LL | N | RECOVERY 1ST SE CORNER P-4208 PUMP SUCTION |  | Mixed Solvents
0008.01 |  |  | CONECT |  | VC-IN | 1 | LL | N | RECOVERY 1ST SE CORNER P-4208 PUMP SUCTION |  | Mixed Solvents
0008.02 |  |  | CAP |  | POE | 1.5 | LL | N | RECOVERY 1ST SE CORNER P-4208 PUMP SUCTION |  | Mixed Solvents
0008.03 |  |  | CONECT |  | 90 DEG IN | 1 | LL | N | RECOVERY 1ST SE CORNER P-4208 PUMP SUCTION |  | Mixed Solvents
0008.04 |  |  | CONECT |  | REDUCER | 1 | LL | N | RECOVERY 1ST SE CORNER P-4208 PUMP SUCTION |  | Mixed Solvents
0008.05 |  |  | CONECT |  | NIPPLE | 2 | LL | N | RECOVERY 1ST SE CORNER P-4208 PUMP SUCTION |  | Mixed Solvents
0008.06 |  |  | CONECT |  | FLANGE | 2 | LL | N | RECOVERY 1ST SE CORNER P-4208 PUMP SUCTION |  | Mixed Solvents
0008.07 |  |  | CONECT |  | 90 DEG OUT | 1 | LL | N | RECOVERY 1ST SE CORNER P-4208 PUMP SUCTION |  | Mixed Solvents
0009 |  |  | VALVE |  | BALL | 2 | LL | N | RECOVERY 1ST SE CORNER VESSEL D-4215 BOTTOM |  | Mixed Solvents
0009.01 |  |  | CONECT |  | FLG IN | 2 | LL | N | RECOVERY 1ST SE CORNER VESSEL D-4215 BOTTOM |  | Mixed Solvents
0009.02 |  |  | CONECT |  | FLG OUT | 2 | LL | N | RECOVERY 1ST SE CORNER VESSEL D-4215 BOTTOM |  | Mixed Solvents
0010 |  |  | CONECT |  | FLANGE | 4 | LL | N | RECOVERY 1ST SE CORNER VESSEL D-4215 S.SIDE |  | Mixed Solvents
0011 |  |  | CONECT |  | FLANGE | 8 | LL | N | RECOVERY 1ST SE CORNER VESSEL D-4215 E.SIDE |  | Mixed Solvents
0012 |  |  | CONECT |  | FLANGE | 12 | LL | N | RECOVERY 1ST SE CORNER VESSEL D-4215 N.SIDE |  | Mixed Solvents
0013 |  |  | CONECT |  | FLANGE | 1 | LL | N | RECOVERY 1ST SE CORNER VESSEL D-4215 N.SIDE |  | Mixed Solvents
0014 |  |  | CONECT |  | FLANGE | 2 | LL | N | RECOVERY 1ST SE CORNER VESSEL D-4215 TOP |  | Mixed Solvents
0014.01 |  |  | CONECT |  | FLANGE | 1 | LL | N | RECOVERY 1ST SE CORNER VESSEL D-4215 TOP |  | Mixed Solvents
0014.02 |  |  | CONECT |  | FLANGE | 4 | GV | N | RECOVERY 1ST SE CORNER VESSEL D-4215 TOP |  | Mixed Solvents
0015 |  |  | PUMP |  | DMS PUMP | 0 | LL | N | RECOVERY 1ST SE CORNER PUMP P-4212 |  | Mixed Solvents
0015.01 |  |  | CONECT |  | FLG IN | 2 | LL | N | RECOVERY 1ST SE CORNER PUMP P-4212 SUCTION |  | Mixed Solvents
0015.02 |  |  | CONECT |  | FLG OUT | 1 | LL | N | RECOVERY 1ST SE CORNER PUMP P-4212 DISCHARGE |  | Mixed Solvents
0016 |  |  | VALVE |  | BALL | 0.75 | LL | N | RECOVERY 1ST SE CORNER PUMP P-4212 DISCHARGE |  | Mixed Solvents
0016.01 |  |  | CONECT |  | NIPPLE | 0.5 | LL | N | RECOVERY 1ST SE CORNER PUMP P-4212 DISCHARGE |  | Mixed Solvents
0016.02 |  |  | CONECT |  | FLANGE | 0.5 | LL | N | RECOVERY 1ST SE CORNER PUMP P-4212 DISCHARGE |  | Mixed Solvents
0017 |  |  | VALVE |  | CHECK | 1.5 | LL | N | RECOVERY 1ST SE CORNER PUMP P-4212 DISCHARGE |  | Mixed Solvents
0018 |  |  | VALVE |  | BALL | 0.5 | LL | N | RECOVERY 1ST SE CORNER PUMP P-4212 DISCHARGE |  | Mixed Solvents
0018.01 |  |  | CAP |  | POE | 0.5 | LL | N | RECOVERY 1ST SE CORNER PUMP P-4212 DISCHARGE |  | Mixed Solvents
0019 |  |  | VALVE |  | BALL | 1.5 | LL | N | RECOVERY 1ST SE CORNER PUMP P-4212 DISCHARGE |  | Mixed Solvents
0020 |  |  | VALVE |  | BALL | 0.75 | LL | N | RECOVERY 1ST SE CORNER PUMP P-4212 SUCTION |  | Mixed Solvents
0020.01 |  |  | CONECT |  | VC-OUT | 0.75 | LL | N | RECOVERY 1ST SE CORNER PUMP P-4212 SUCTION |  | Mixed Solvents
0021 |  |  | VALVE |  | BALL | 3 | LL | N | RECOVERY 1ST SE CORNER PUMP P-4212 SUCTION |  | Mixed Solvents
0022 |  |  | VALVE |  | GATE | 3 | LL | N | RECOVERY 1ST SE CORNER PUMP P-4212 SUCTION |  | Mixed Solvents
0023 |  |  | VALVE |  | GATE | 1 | LL | N | RECOVERY 1ST SE CORNER PUMP P-4212 SUCTION |  | Mixed Solvents
0023.01 |  |  | CAP |  | POE | 1 | LL | N | RECOVERY 1ST SE CORNER PUMP P-4212 SUCTION |  | Mixed Solvents
0023.02 |  |  | CONECT |  | VC-OUT | 1 | LL | N | RECOVERY 1ST SE CORNER PUMP P-4212 SUCTION |  | Mixed Solvents
0023.03 |  |  | CONECT |  | 90 DEG IN | 1 | LL | N | RECOVERY 1ST SE CORNER PUMP P-4212 SUCTION |  | Mixed Solvents
0023.04 |  |  | CONECT |  | 90 DEG OUT | 1 | LL | N | RECOVERY 1ST SE CORNER PUMP P-4212 SUCTION |  | Mixed Solvents
0023.05 |  |  | CONECT |  |  | 1 | LL | N | RECOVERY 1ST SE CORNER PUMP P-4212 SUCTION |  | Mixed Solvents
0024 |  |  | VALVE |  | BALL | 1 | LL | N | RECOVERY 1ST SE CORNER SE SIDE OF D-4210 |  | Mixed Solvents
0024.01 |  |  | CONECT |  | VC-IN | 1 | LL | N | RECOVERY 1ST SE CORNER SE SIDE OF D-4210 |  | Mixed Solvents
0024.02 |  |  | CAP |  | POE | 1 | LL | N | RECOVERY 1ST SE CORNER SE SIDE OF D-4210 |  | Mixed Solvents
0024.03 |  |  | CONECT |  | 45 DEG IN | 1 | LL | N | RECOVERY 1ST SE CORNER SE SIDE OF D-4210 |  | Mixed Solvents
0024.04 |  |  | CONECT |  | 45 DEG OUT | 1 | LL | N | RECOVERY 1ST SE CORNER SE SIDE OF D-4210 |  | Mixed Solvents
0024.05 |  |  | CONECT |  | 45 DEG IN | 1 | LL | N | RECOVERY 1ST SE CORNER SE SIDE OF D-4210 OH BELOW GRATING |  | Mixed Solvents
0024.06 |  |  | CONECT |  | 45 DEG OUT | 1 | LL | N | RECOVERY 1ST SE CORNER SE SIDE OF D-4210 OH BELOW GRATING |  | Mixed Solvents
0025 |  |  | CONECT |  | FLANGE | 3 | LL | N | RECOVERY 1ST SE CORNER SE PUMP P-4212 SUCTION BOTTOM OF D-4210 |  | Mixed Solvents
0026 |  |  | VALVE |  | BALL | 1 | LL | N | RECOVERY 1ST SE CORNER SE BOTTOM OF D-4210 |  | Mixed Solvents
0026.01 |  |  | CAP |  | POE | 1 | LL | N | RECOVERY 1ST SE CORNER SE BOTTOM OF D-4210 |  | Mixed Solvents
0026.02 |  |  | CONECT |  | FLANGE | 1 | LL | N | RECOVERY 1ST SE CORNER SE BOTTOM OF D-4210 |  | Mixed Solvents
0026.03 |  |  | CONECT |  | 90 DEG IN | 1 | LL | N | RECOVERY 1ST SE CORNER SE BOTTOM OF D-4210 |  | Mixed Solvents
0026.04 |  |  | CONECT |  | 90 DEG OUT | 1 | LL | N | RECOVERY 1ST SE CORNER SE BOTTOM OF D-4210 |  | Mixed Solvents
0027 |  |  | VALVE |  | GATE | 0.75 | LL | N | RECOVERY 1ST SE CORNER E SIDE OF D-4210 |  | Mixed Solvents
0027.01 |  |  | CONECT |  | FLG IN | 0.75 | LL | N | RECOVERY 1ST SE CORNER E SIDE OF D-4210 LVL GLASS |  | Mixed Solvents
0027.02 |  |  | CONECT |  | FLG OUT | 0.75 | LL | N | RECOVERY 1ST SE CORNER E SIDE OF D-4210 LVL GLASS |  | Mixed Solvents
0027.03 |  |  | CONECT |  | NIPPLE | 0.75 | LL | N | RECOVERY 1ST SE CORNER E SIDE OF D-4210 LVL GLASS |  | Mixed Solvents
0027.04 |  |  | CONECT |  | TEE | 0.75 | LL | N | RECOVERY 1ST SE CORNER E SIDE OF D-4210 LVL GLASS |  | Mixed Solvents
0027.05 |  |  | CONECT |  | TEE | 0.75 | LL | N | RECOVERY 1ST SE CORNER E SIDE OF D-4210 LVL GLASS |  | Mixed Solvents
0027.06 |  |  | CONECT |  | NIPPLE | 0.75 | LL | N | RECOVERY 1ST SE CORNER E SIDE OF D-4210 LVL GLASS |  | Mixed Solvents
0028 |  |  | CONECT |  | MANWAY | 8 | LL | N | RECOVERY 1ST SE CORNER S SIDE OF D-4210 |  | Mixed Solvents
0029 |  |  | VALVE |  | GATE | 0.75 | GV | N | RECOVERY 1ST SE CORNER E SIDE OF D-4210 LVL GLASS |  | Mixed Solvents
0029.01 |  |  | CONECT |  | FLG IN | 0.75 | GV | N | RECOVERY 1ST SE CORNER E SIDE OF D-4210 LVL GLASS |  | Mixed Solvents
0029.02 |  |  | CONECT |  | FLG OUT | 0.75 | GV | N | RECOVERY 1ST SE CORNER E SIDE OF D-4210 LVL GLASS |  | Mixed Solvents
0029.03 |  |  | CONECT |  | NIPPLE | 0.75 | GV | N | RECOVERY 1ST SE CORNER E SIDE OF D-4210 LVL GLASS |  | Mixed Solvents
0029.04 |  |  | CONECT |  | TEE | 0.75 | GV | N | RECOVERY 1ST SE CORNER E SIDE OF D-4210 LVL GLASS |  | Mixed Solvents
0029.05 |  |  | CONECT |  | TEE | 0.75 | GV | N | RECOVERY 1ST SE CORNER E SIDE OF D-4210 LVL GLASS |  | Mixed Solvents
0029.06 |  |  | CONECT |  | NIPPLE | 0.75 | GV | N | RECOVERY 1ST SE CORNER E SIDE OF D-4210 LVL GLASS |  | Mixed Solvents
0030 |  |  | VALVE |  | GATE | 1 | GV | D | RECOVERY 1ST SE CORNER TOP OF D-4210 LVL GLASS |  | Mixed Solvents
0030.01 |  |  | CONECT |  | FLG IN | 1 | GV | N | RECOVERY 1ST SE CORNER TOP OF D-4210 |  | Mixed Solvents
0030.02 |  |  | CONECT |  | FLG OUT | 1 | GV | N | RECOVERY 1ST SE CORNER TOP OF D-4210 |  | Mixed Solvents
0030.03 |  |  | CONECT |  | COUPLING | 1 | GV | N | RECOVERY 1ST SE CORNER TOP OF D-4210 |  | Mixed Solvents
0030.04 |  |  | CONECT |  | COUPLING | 1 | GV | N | RECOVERY 1ST SE CORNER TOP OF D-4210 |  | Mixed Solvents
0030.05 |  |  | CONECT |  | FLANGE | 2 | LL | N | RECOVERY 1ST SE CORNER TOP OF D-4210 |  | Mixed Solvents
0030.06 |  |  | CONECT |  | FLANGE | 2 | GV | N | RECOVERY 1ST SE CORNER TOP OF D-4210 |  | Mixed Solvents
0030.07 |  |  | CONECT |  | FLANGE | 4 | LL | N | RECOVERY 1ST SE CORNER TOP OF D-4210 |  | Mixed Solvents
0030.08 |  |  | CONECT |  | FLANGE | 1 | GV | N | RECOVERY 1ST SE CORNER TOP OF D-4210 |  | Mixed Solvents
0031 |  |  | CONECT |  | FLANGE | 1 | GV | N | RECOVERY 1ST SE CORNER TOP OF D-4210 |  | Mixed Solvents
0031.01 |  |  | CONECT |  | 90 DEG IN | 1 | GV | N | RECOVERY 1ST SE CORNER TOP OF D-4210 |  | Mixed Solvents
0031.02 |  |  | CONECT |  | 90 DEG OUT | 1 | GV | N | RECOVERY 1ST SE CORNER TOP OF D-4210 |  | Mixed Solvents
0031.03 |  |  | CONECT |  | 90 DEG IN | 1 | GV | N | RECOVERY 1ST SE CORNER TOP OF D-4210 |  | Mixed Solvents
0031.04 |  |  | CONECT |  | 90 DEG OUT | 1 | GV | N | RECOVERY 1ST SE CORNER TOP OF D-4210 |  | Mixed Solvents
0031.05 |  |  | CONECT |  | NIPPLE | 1 | GV | N | RECOVERY 1ST SE CORNER TOP OF D-4210 |  | Mixed Solvents
0032 |  |  | CONECT |  | 90 DEG IN | 1 | GV | N | RECOVERY 1ST SE CORNER S OF D-4210 OH |  | Mixed Solvents
0032.01 |  |  | CONECT |  | 90 DEG OUT | 1 | GV | N | RECOVERY 1ST SE CORNER S OF D-4210 OH |  | Mixed Solvents
0032.02 |  |  | CONECT |  | UNION | 1 | GV | N | RECOVERY 1ST SE CORNER SE OF D-4210 OH |  | Mixed Solvents
0032.03 |  |  | CONECT |  | UNION IN | 1 | GV | N | RECOVERY 1ST SE CORNER SE OF D-4210 OH |  | Mixed Solvents
0032.04 |  |  | CONECT |  | UNION OUT | 1 | GV | N | RECOVERY 1ST SE CORNER SE OF D-4210 OH |  | Mixed Solvents
0032.05 |  |  | CONECT |  | 90 DEG IN | 1 | GV | N | RECOVERY 1ST SE CORNER SE OF D-4210 OH |  | Mixed Solvents
0032.06 |  |  | CONECT |  | 90 DEG OUT | 1 | GV | N | RECOVERY 1ST SE CORNER SE OF D-4210 OH |  | Mixed Solvents
0033 |  |  | VALVE |  | BALL | 1 | LL | N | RECOVERY 1ST SE CORNER NE OF D-4210 |  | Mixed Solvents
0033.01 |  |  | CONECT |  | VC-IN | 1 | LL | N | RECOVERY 1ST SE CORNER NE OF D-4210 |  | Mixed Solvents
0033.02 |  |  | CAP |  | POE | 1 | LL | N | RECOVERY 1ST SE CORNER NE OF D-4210 |  | Mixed Solvents
0033.03 |  |  | CONECT |  | 90 DEG IN | 1 | LL | N | RECOVERY 1ST SE CORNER NE OF D-4210 |  | Mixed Solvents
0033.04 |  |  | CONECT |  | 90 DEG OUT | 1 | LL | N | RECOVERY 1ST SE CORNER NE OF D-4210 |  | Mixed Solvents
0033.05 |  |  | CONECT |  | 90 DEG IN | 1 | LL | N | RECOVERY 1ST SE CORNER NE OF D-4210 |  | Mixed Solvents
0033.06 |  |  | CONECT |  | 90 DEG OUT | 1 | LL | N | RECOVERY 1ST SE CORNER NE OF D-4210 |  | Mixed Solvents
0033.07 |  |  | CONECT |  | VC-OUT | 1 | LL | N | RECOVERY 1ST SE CORNER NE OF D-4210 |  | Mixed Solvents
0034 |  |  | PUMP |  | DMS PUMP | 0 | LL | N | RECOVERY 1ST SE CORNER PUMP P- 4112 |  | Mixed Solvents
0034.01 |  |  | CONECT |  | FLG IN | 2 | LL | N | RECOVERY 1ST SE CORNER PUMP P- 4112 SUCTION |  | Mixed Solvents
0034.02 |  |  | CONECT |  | FLG OUT | 1 | LL | N | RECOVERY 1ST SE CORNER PUMP P- 4112 SUCTION |  | Mixed Solvents
0035 |  |  | VALVE |  | BALL | 0.5 | LL | N | RECOVERY 1ST SE CORNER PUMP P- 4112 DISCHARGE |  | Mixed Solvents
0035.01 |  |  | CONECT |  | NIPPLE | 0.5 | LL | N | RECOVERY 1ST SE CORNER PUMP P- 4112 DISCHARGE |  | Mixed Solvents
0036 |  |  | VALVE |  | BALL | 0.5 | LL | N | RECOVERY 1ST SE CORNER PUMP P- 4112 DISCHARGE |  | Mixed Solvents
0036.01 |  |  | CAP |  | POE | 0.5 | LL | N | RECOVERY 1ST SE CORNER PUMP P- 4112 DISCHARGE |  | Mixed Solvents
0036.02 |  |  | CONECT |  | VC-OUT | 0.5 | LL | N | RECOVERY 1ST SE CORNER PUMP P- 4112 DISCHARGE |  | Mixed Solvents
0036.03 |  |  | CONECT |  | 90 DEG IN | 0.5 | LL | N | RECOVERY 1ST SE CORNER PUMP P- 4112 DISCHARGE |  | Mixed Solvents
0036.04 |  |  | CONECT |  | 90 DEG OUT | 0.5 | LL | N | RECOVERY 1ST SE CORNER PUMP P- 4112 DISCHARGE |  | Mixed Solvents
0036.06 |  |  | CONECT |  | COUPLING | 0.5 | LL | N | RECOVERY 1ST SE CORNER PUMP P- 4112 DISCHARGE |  | Mixed Solvents
0036.07 |  |  | CONECT |  | COUPLING | 0.5 | LL | N | RECOVERY 1ST SE CORNER PUMP P- 4112 DISCHARGE |  | Mixed Solvents
0037 |  |  | VALVE |  | BALL | 0.5 | LL | N | RECOVERY 1ST SE CORNER PUMP P- 4112 DISCHARGE |  | Mixed Solvents
0037.01 |  |  | CAP |  | POE | 0.5 | LL | N | RECOVERY 1ST SE CORNER PUMP P- 4112 DISCHARGE |  | Mixed Solvents
0038 |  |  | VALVE |  | CHECK | 2 | LL | N | RECOVERY 1ST SE CORNER PUMP P- 4112 DISCHARGE |  | Mixed Solvents
0039 |  |  | VALVE |  | BALL | 1 | LL | N | RECOVERY 1ST SE CORNER PUMP P- 4112 DISCHARGE |  | Mixed Solvents
0039.01 |  |  | CAP |  |  | 1 | LL | N | RECOVERY 1ST SE CORNER PUMP P- 4112 DISCHARGE |  | Mixed Solvents
0039.02 |  |  | CONECT |  | VC-OUT | 1 | LL | N | RECOVERY 1ST SE CORNER PUMP P- 4112 DISCHARGE |  | Mixed Solvents
00396A.01 |  |  | CONECT |  | FLG IN | 1 | LL | N | RECOVERY 2ND SE OF D-4214 |  | Mixed Solvents
0040 |  |  | VALVE |  | BALL | 2 | LL | N | RECOVERY 1ST SE CORNER PUMP P- 4112 DISCHARGE |  | Mixed Solvents
0041 |  |  | VALVE |  | BALL | 2 | LL | N | RECOVERY 1ST SE CORNER PUMP P- 4112 DISCHARGE |  | Mixed Solvents
0042 |  |  | VALVE |  | CONTROL VALVE | 2 | LL | N | RECOVERY 1ST SE CORNER PUMP P- 4112 DISCHARGE |  | Mixed Solvents
0042.01 |  |  | CONECT |  | FLANGE | 2 | LL | N | RECOVERY 1ST SE CORNER D- 4111 W SIDE |  | Mixed Solvents
0043 |  |  | VALVE |  | BALL | 0.75 | LL | N | RECOVERY 1ST SE CORNER P- 4112 SUCTION |  | Mixed Solvents
0043.01 |  |  | CAP |  |  | 0.75 | LL | N | RECOVERY 1ST SE CORNER P- 4112 SUCTION |  | Mixed Solvents
0044 |  |  | VALVE |  | BALL | 1 | LL | N | RECOVERY 1ST SE CORNER P- 4112 SUCTION |  | Mixed Solvents
0044.01 |  |  | CAP |  |  | 1 | LL | N | RECOVERY 1ST SE CORNER P- 4112 SUCTION |  | Mixed Solvents
0044.02 |  |  | CONECT |  | VC-OUT | 1 | LL | N | RECOVERY 1ST SE CORNER P- 4112 SUCTION |  | Mixed Solvents
0044.03 |  |  | CONECT |  | FLANGE | 3 | LL | N | RECOVERY 1ST SE CORNER P- 4112 SUCTION |  | Mixed Solvents
0044.04 |  |  | CONECT |  | FLANGE | 3 | LL | N | RECOVERY 1ST SE CORNER P- 4112 SUCTION |  | Mixed Solvents
0045 |  |  | CONECT |  | FLANGE | 3 | LL | N | RECOVERY 1ST SE CORNER P- 4112 SUCTION |  | Mixed Solvents
0046 |  |  | VALVE |  | BALL | 0.5 | LL | N | RECOVERY 1ST SE CORNER P- 4112 SUCTION |  | Mixed Solvents
0046.01 |  |  | CAP |  |  | 0.5 | LL | N | RECOVERY 1ST SE CORNER P- 4112 SUCTION |  | Mixed Solvents
0046.02 |  |  | CONECT |  | VC-OUT | 0.5 | LL | N | RECOVERY 1ST SE CORNER P- 4112 SUCTION |  | Mixed Solvents
0047 |  |  | VALVE |  | BALL | 0.5 | LL | N | RECOVERY 1ST SE CORNER P- 4112 SUCTION |  | Mixed Solvents
0047.01 |  |  | CONECT |  | PLUG | 0.5 | LL | N | RECOVERY 1ST SE CORNER P- 4112 SUCTION |  | Mixed Solvents
0047.02 |  |  | CONECT |  | VC-OUT | 0.5 | LL | N | RECOVERY 1ST SE CORNER P- 4112 SUCTION |  | Mixed Solvents
0047.03 |  |  | CONECT |  | 90 DEG IN | 0.5 | LL | N | RECOVERY 1ST SE CORNER P- 4112 SUCTION |  | Mixed Solvents
0048 |  |  | VALVE |  | BALL | 3 | LL | N | RECOVERY 1ST SE CORNER P- 4112 SUCTION D-4111 BOTTOM |  | Mixed Solvents
0048.01 |  |  | CONECT |  | FLG IN | 3 | LL | N | RECOVERY 1ST SE CORNER P- 4112 SUCTION D-4111 BOTTOM |  | Mixed Solvents
0048.02 |  |  | CONECT |  | FLG OUT | 3 | LL | N | RECOVERY 1ST SE CORNER P- 4112 SUCTION D-4111 BOTTOM |  | Mixed Solvents
0049 |  |  | VALVE |  | BALL | 0.75 | LL | N | RECOVERY 1ST SE CORNER D-4111 BOTTOM |  | Mixed Solvents
0049.01 |  |  | CAP |  |  | 0.5 | LL | N | RECOVERY 1ST SE CORNER D-4111 BOTTOM |  | Mixed Solvents
0049.02 |  |  | CONECT |  | FLANGE | 1 | LL | N | RECOVERY 1ST SE CORNER D-4111 BOTTOM |  | Mixed Solvents
0049.04 |  |  | CONECT |  | VC-OUT | 0.5 | LL | N | RECOVERY 1ST SE CORNER P- 4112 SUCTION |  | Mixed Solvents
0049.05 |  |  | CONECT |  | COUPLING | 1 | LL | N | RECOVERY 1ST SE CORNER P- 4112 SUCTION |  | Mixed Solvents
0049.06 |  |  | CONECT |  | COUPLING | 1 | LL | N | RECOVERY 1ST SE CORNER P- 4112 SUCTION |  | Mixed Solvents
0050 |  |  | CONECT |  | FLANGE | 8 | LL | N | RECOVERY 1ST SE CORNER D-4111 E SIDE |  | Mixed Solvents
0050.01 |  |  | CONECT |  | FLANGE | 1 | LL | N | RECOVERY 1ST SE CORNER D-4111 E SIDE |  | Mixed Solvents
0050.02 |  |  | CONECT |  | NIPPLE | 0.5 | LL | N | RECOVERY 1ST SE CORNER D-4111 E SIDE |  | Mixed Solvents
0050.03 |  |  | CONECT |  | UNION | 0.5 | LL | N | RECOVERY 1ST SE CORNER D-4111 E SIDE |  | Mixed Solvents
0051 |  |  | VALVE |  | GATE | 0.75 | LL | N | RECOVERY 1ST SE CORNER D-4111 NE SIDE |  | Mixed Solvents
0051.01 |  |  | CONECT |  | FLG IN | 0.75 | LL | N | RECOVERY 1ST SE CORNER D-4111 NE SIDE |  | Mixed Solvents
0051.02 |  |  | CONECT |  | FLG OUT | 0.75 | LL | N | RECOVERY 1ST SE CORNER D-4111 NE SIDE |  | Mixed Solvents
0051.03 |  |  | CONECT |  | NIPPLE | 0.75 | LL | N | RECOVERY 1ST SE CORNER D-4111 NE SIDE |  | Mixed Solvents
0051.04 |  |  | CONECT |  | TEE | 0.75 | LL | N | RECOVERY 1ST SE CORNER D-4111 NE SIDE |  | Mixed Solvents
0051.05 |  |  | CONECT |  | TEE-OUT | 0.75 | LL | N | RECOVERY 1ST SE CORNER D-4111 NE SIDE |  | Mixed Solvents
0051.06 |  |  | CONECT |  | TEE-IN | 0.75 | LL | N | RECOVERY 1ST SE CORNER D-4111 NE SIDE |  | Mixed Solvents
0051.07 |  |  | CONECT |  | NIPPLE | 0.75 | LL | N | RECOVERY 1ST SE CORNER D-4111 NE SIDE |  | Mixed Solvents
0052 |  |  | VALVE |  | BALL | 0.75 | LL | N | RECOVERY 1ST SE CORNER D-4111 NE SIDE |  | Mixed Solvents
0052.01 |  |  | CONECT |  | SCRVEND | 0.75 | LL | N | RECOVERY 1ST SE CORNER D-4111 NE SIDE |  | Mixed Solvents
0052.02 |  |  | CONECT |  | PLUG | 0.75 | LL | N | RECOVERY 1ST SE CORNER D-4111 NE SIDE |  | Mixed Solvents
0053 |  |  | VALVE |  | GATE | 0.75 | GV | N | RECOVERY 1ST SE CORNER D-4111 NE SIDE OH |  | Mixed Solvents
0053.01 |  |  | CONECT |  | FLG IN | 0.75 | GV | N | RECOVERY 1ST SE CORNER D-4111 NE SIDE OH |  | Mixed Solvents
0053.02 |  |  | CONECT |  | FLG OUT | 0.75 | GV | N | RECOVERY 1ST SE CORNER D-4111 NE SIDE OH |  | Mixed Solvents
0053.03 |  |  | CONECT |  | NIPPLE | 0.75 | GV | N | RECOVERY 1ST SE CORNER D-4111 NE SIDE OH |  | Mixed Solvents
0053.04 |  |  | CONECT |  | TEE | 0.75 | GV | N | RECOVERY 1ST SE CORNER D-4111 NE SIDE OH |  | Mixed Solvents
0053.05 |  |  | CONECT |  | TEE-OUT | 0.75 | GV | N | RECOVERY 1ST SE CORNER D-4111 NE SIDE OH |  | Mixed Solvents
0053.06 |  |  | CONECT |  | TEE-IN | 0.75 | GV | N | RECOVERY 1ST SE CORNER D-4111 NE SIDE OH |  | Mixed Solvents
0054 |  |  | VALVE |  | GATE | 0.75 | GV | N | RECOVERY 1ST SE CORNER D-4111 NE SIDE OH |  | Mixed Solvents
0054.01 |  |  | CONECT |  | FLG IN | 0.75 | GV | N | RECOVERY 1ST SE CORNER D-4111 NE SIDE OH |  | Mixed Solvents
0054.02 |  |  | CONECT |  | FLG OUT | 0.75 | GV | N | RECOVERY 1ST SE CORNER D-4111 NE SIDE OH |  | Mixed Solvents
0054.03 |  |  | CONECT |  | NIPPLE | 0.75 | GV | N | RECOVERY 1ST SE CORNER D-4111 NE SIDE OH |  | Mixed Solvents
0054.04 |  |  | CONECT |  | TEE | 0.75 | GV | N | RECOVERY 1ST SE CORNER D-4111 NE SIDE OH |  | Mixed Solvents
0054.05 |  |  | CONECT |  | TEE-IN | 0.75 | GV | N | RECOVERY 1ST SE CORNER D-4111 NE SIDE OH |  | Mixed Solvents
0054.06 |  |  | CONECT |  | NIPPLE | 0.75 | GV | N | RECOVERY 1ST SE CORNER D-4111 NE SIDE OH |  | Mixed Solvents
0054.07 |  |  | CONECT |  | TEE-OUT | 0.75 | GV | N | RECOVERY 1ST SE CORNER D-4111 NE SIDE OH |  | Mixed Solvents
0055 |  |  | VALVE |  | BALL | 0.75 | GV | N | RECOVERY 1ST SE CORNER D-4111 NE SIDE OH |  | Mixed Solvents
0055.01 |  |  | CONECT |  | SCRVEND | 0.75 | GV | N | RECOVERY 1ST SE CORNER D-4111 NE SIDE OH |  | Mixed Solvents
0055.02 |  |  | CAP |  |  | 0.75 | GV | N | RECOVERY 1ST SE CORNER D-4111 NE SIDE OH |  | Mixed Solvents
0056 |  |  | CONECT |  | FLANGE | 1 | LL | N | RECOVERY 1ST SE CORNER D-4111 TOP |  | Mixed Solvents
0056.01 |  |  | CONECT |  | 45 DEG IN | 1 | LL | N | RECOVERY 1ST SE CORNER D-4111 TOP |  | Mixed Solvents
0056.02 |  |  | CONECT |  | 45 DEG OUT | 1 | LL | N | RECOVERY 1ST SE CORNER D-4111 TOP |  | Mixed Solvents
0056.03 |  |  | CONECT |  | 45 DEG IN | 1 | LL | N | RECOVERY 1ST SE CORNER D-4111 TOP |  | Mixed Solvents
0056.04 |  |  | CONECT |  | 45 DEG OUT | 1 | LL | N | RECOVERY 1ST SE CORNER D-4111 TOP |  | Mixed Solvents
0056.05 |  |  | CONECT |  | 90 DEG IN | 1 | LL | N | RECOVERY 1ST SE CORNER D-4111 TOP |  | Mixed Solvents
0056.06 |  |  | CONECT |  | 90 DEG OUT | 1 | LL | N | RECOVERY 1ST SE CORNER D-4111 TOP |  | Mixed Solvents
0056.07 |  |  | CONECT |  | NIPPLE | 1 | LL | N | RECOVERY 1ST SE CORNER D-4111 TOP |  | Mixed Solvents
0057 |  |  | VALVE |  | GATE | 1 | GV | D | RECOVERY 1ST SE CORNER D-4111 TOP |  | Mixed Solvents
0057.01 |  |  | CONECT |  | FLG IN | 1 | GV | N | RECOVERY 1ST SE CORNER D-4111 TOP |  | Mixed Solvents
0057.02 |  |  | CONECT |  | FLG OUT | 1 | GV | N | RECOVERY 1ST SE CORNER D-4111 TOP |  | Mixed Solvents
0057.03 |  |  | CONECT |  | FLANGE | 1 | LL | N | RECOVERY 1ST SE CORNER D-4111 TOP |  | Mixed Solvents
0057.04 |  |  | CONECT |  | FLANGE | 4 | GV | N | RECOVERY 1ST SE CORNER D-4111 TOP |  | Mixed Solvents
0058 |  |  | VALVE |  | BALL | 0.75 | GV | D | RECOVERY 1ST SE CORNER D-4111 TOP |  | Mixed Solvents
0058.01 |  |  | CONECT |  | PLUG | 0.75 | GV | D | RECOVERY 1ST SE CORNER D-4111 TOP |  | Mixed Solvents
0058.02 |  |  | CONECT |  | FLANGE | 1 | GV | N | RECOVERY 1ST SE CORNER D-4111 TOP |  | Mixed Solvents
0058.03 |  |  | CONECT |  | FLANGE | 3 | GV | N | RECOVERY 1ST SE CORNER D-4111 TOP |  | Mixed Solvents
0059 |  |  | VALVE |  | BALL | 3 | LL | N | RECOVERY 1ST E PROCESS MANIFOLD |  | Mixed Solvents
0059.01 |  |  | CONECT |  | FLG IN | 3 | LL | N | RECOVERY 1ST E PROCESS MANIFOLD |  | Mixed Solvents
0059.02 |  |  | CAP |  | POE | 3 | LL | N | RECOVERY 1ST E PROCESS MANIFOLD |  | Mixed Solvents
0059.03 |  |  | CONECT |  | FLG OUT | 3 | LL | N | RECOVERY 1ST E PROCESS MANIFOLD |  | Mixed Solvents
0060 |  |  | VALVE |  | BALL | 2 | LL | N | RECOVERY 1ST E PROCESS MANIFOLD |  | Mixed Solvents
0060.01 |  |  | CAP |  | POE | 2 | LL | N | RECOVERY 1ST E PROCESS MANIFOLD |  | Mixed Solvents
0060.02 |  |  | CONECT |  | FLG OUT | 2 | LL | N | RECOVERY 1ST E PROCESS MANIFOLD |  | Mixed Solvents
0061 |  |  | VALVE |  | BALL | 3 | LL | N | RECOVERY 1ST E PROCESS MANIFOLD |  | Mixed Solvents
0061.01 |  |  | CONECT |  | FLG OUT | 3 | LL | N | RECOVERY 1ST E PROCESS MANIFOLD |  | Mixed Solvents
0061.02 |  |  | CAP |  | POE | 3 | LL | N | RECOVERY 1ST E PROCESS MANIFOLD |  | Mixed Solvents
0061.03 |  |  | CONECT |  | FLG IN | 3 | LL | N | RECOVERY 1ST E PROCESS MANIFOLD |  | Mixed Solvents
0062 |  |  | VALVE |  | BALL | 2 | LL | N | RECOVERY 1ST E PROCESS MANIFOLD |  | Mixed Solvents
0062.01 |  |  | CAP |  | POE | 2 | LL | N | RECOVERY 1ST E PROCESS MANIFOLD |  | Mixed Solvents
0062.02 |  |  | CONECT |  | FLANGE | 2 | LL | N | RECOVERY 1ST E PROCESS MANIFOLD |  | Mixed Solvents
0063 |  |  | VALVE |  | BALL | 3 | LL | N | RECOVERY 1ST E PROCESS MANIFOLD |  | Mixed Solvents
0063.01 |  |  | CONECT |  | FLG OUT | 3 | LL | N | RECOVERY 1ST E PROCESS MANIFOLD |  | Mixed Solvents
0063.02 |  |  | CAP |  | POE | 3 | LL | N | RECOVERY 1ST E PROCESS MANIFOLD |  | Mixed Solvents
0063.04 |  |  | CONECT |  | FLG IN | 3 | LL | N | RECOVERY 1ST E PROCESS MANIFOLD |  | Mixed Solvents
0064 |  |  | VALVE |  | BALL | 3 | LL | N | RECOVERY 1ST E PROCESS MANIFOLD |  | Mixed Solvents
0064.01 |  |  | CONECT |  | FLG OUT | 3 | LL | N | RECOVERY 1ST E PROCESS MANIFOLD |  | Mixed Solvents
0064.02 |  |  | CAP |  | POE | 3 | LL | N | RECOVERY 1ST E PROCESS MANIFOLD |  | Mixed Solvents
0064.03 |  |  | CONECT |  | FLG IN | 3 | LL | N | RECOVERY 1ST E PROCESS MANIFOLD |  | Mixed Solvents
0065 |  |  | VALVE |  | BALL | 2 | LL | N | RECOVERY 1ST E PROCESS MANIFOLD |  | Mixed Solvents
0065.01 |  |  | CAP |  | POE | 2 | LL | N | RECOVERY 1ST E PROCESS MANIFOLD |  | Mixed Solvents
0065.02 |  |  | CONECT |  | FLANGE | 2 | LL | N | RECOVERY 1ST E PROCESS MANIFOLD |  | Mixed Solvents
0066 |  |  | VALVE |  | BALL | 3 | LL | N | RECOVERY 1ST E PROCESS MANIFOLD |  | Mixed Solvents
0066.01 |  |  | CONECT |  | FLG OUT | 3 | LL | N | RECOVERY 1ST E PROCESS MANIFOLD |  | Mixed Solvents
0066.02 |  |  | CAP |  | POE | 3 | LL | N | RECOVERY 1ST E PROCESS MANIFOLD |  | Mixed Solvents
0066.03 |  |  | CONECT |  | FLG IN | 3 | LL | N | RECOVERY 1ST E PROCESS MANIFOLD |  | Mixed Solvents
0067 |  |  | VALVE |  | BALL | 2 | LL | N | RECOVERY 1ST E PROCESS MANIFOLD |  | Mixed Solvents
0067.01 |  |  | CONECT |  | FLG OUT | 2 | LL | N | RECOVERY 1ST E PROCESS MANIFOLD |  | Mixed Solvents
0067.03 |  |  | CONECT |  | FLG IN | 2 | LL | N | RECOVERY 1ST E PROCESS MANIFOLD |  | Mixed Solvents
0067.2 |  |  | CAP |  | POE | 2 | LL | N | RECOVERY 1ST E PROCESS MANIFOLD |  | Mixed Solvents
0068 |  |  | VALVE |  | BALL | 2 | LL | N | RECOVERY 1ST E PROCESS MANIFOLD |  | Mixed Solvents
0068.01 |  |  | CAP |  | POE | 2 | LL | N | RECOVERY 1ST E PROCESS MANIFOLD |  | Mixed Solvents
0068.02 |  |  | CONECT |  | FLANGE | 2 | LL | N | RECOVERY 1ST E PROCESS MANIFOLD |  | Mixed Solvents
0069 |  |  | VALVE |  | BALL | 2 | LL | N | RECOVERY 1ST E PROCESS MANIFOLD |  | Mixed Solvents
0069.01 |  |  | CAP |  | POE | 2 | LL | N | RECOVERY 1ST E PROCESS MANIFOLD |  | Mixed Solvents
0069.02 |  |  | CONECT |  | FLANGE | 2 | LL | N | RECOVERY 1ST E PROCESS MANIFOLD |  | Mixed Solvents
0070 |  |  | VALVE |  | BALL | 1 | LL | N | RECOVERY 1ST E PROCESS MANIFOLD |  | Mixed Solvents
0070.01 |  |  | CONECT |  | VC-OUT | 1 | LL | N | RECOVERY 1ST E PROCESS MANIFOLD |  | Mixed Solvents
0070.02 |  |  | CAP |  | POE | 1 | LL | N | RECOVERY 1ST E PROCESS MANIFOLD |  | Mixed Solvents
0070.03 |  |  | CONECT |  | 90 DEG IN | 1 | LL | N | RECOVERY 1ST E PROCESS MANIFOLD |  | Mixed Solvents
0070.04 |  |  | CONECT |  | 90 DEG OUT | 1 | LL | N | RECOVERY 1ST E PROCESS MANIFOLD |  | Mixed Solvents
0070.05 |  |  | CONECT |  | 90 DEG IN | 1 | LL | N | RECOVERY 1ST E PROCESS MANIFOLD OH |  | Mixed Solvents
0070.06 |  |  | CONECT |  | 90 DEG OUT | 1 | LL | N | RECOVERY 1ST E PROCESS MANIFOLD OH |  | Mixed Solvents
0070.07 |  |  | CONECT |  | 90 DEG IN | 1 | LL | N | RECOVERY 1ST E PROCESS MANIFOLD OH |  | Mixed Solvents
0070.08 |  |  | CONECT |  | 90 DEG OUT | 1 | LL | N | RECOVERY 1ST E PROCESS MANIFOLD OH |  | Mixed Solvents
0070.09 |  |  | CONECT |  | 90 DEG IN | 1 | LL | N | RECOVERY 1ST E PROCESS MANIFOLD OH |  | Mixed Solvents
0070.10 |  |  | CONECT |  | 90 DEG OUT | 1 | LL | N | RECOVERY 1ST E PROCESS MANIFOLD OH |  | Mixed Solvents
0070.11 |  |  | CONECT |  | VC-IN | 1 | LL | N | RECOVERY 1ST E PROCESS MANIFOLD OH |  | Mixed Solvents
0071 |  |  | PUMP |  |  | 0 | LL | N | RECOVERY 1ST PROCESS MANIFOLD PUMP P-4201 |  | Mixed Solvents
0071.01 |  |  | CONECT |  | SCREND | 3 | LL | N | RECOVERY 1ST PROCESS MANIFOLD PUMP P-4201 SUCTION |  | Mixed Solvents
0071.02 |  |  | CAP |  | POE | 3 | LL | N | RECOVERY 1ST PROCESS MANIFOLD PUMP P-4201 SUCTION |  | Mixed Solvents
0071.03 |  |  | CONECT |  | SCREND | 3 | LL | N | RECOVERY 1ST PROCESS MANIFOLD PUMP P-4201 DISCHARGE |  | Mixed Solvents
0071.04 |  |  | CONECT |  | 90 DEG IN | 3 | LL | N | RECOVERY 1ST PROCESS MANIFOLD PUMP P-4201 DISCHARGE |  | Mixed Solvents
0071.05 |  |  | CONECT |  | 90 DEG OUT | 3 | LL | N | RECOVERY 1ST PROCESS MANIFOLD PUMP P-4201 DISCHARGE |  | Mixed Solvents
0071.06 |  |  | VALVE |  | BALL | 3 | LL | N | RECOVERY 1ST PUMP P-4201 HOSE VALVE |  | Mixed Solvents
0071.07 |  |  | CONECT |  | SCRVEND | 3 | LL | N | RECOVERY 1ST PROCESS MANIFOLD PUMP P-4201 DISCHARGE |  | Mixed Solvents
0071.08 |  |  | CAP |  | POE | 3 | LL | N | RECOVERY 1ST PROCESS MANIFOLD PUMP P-4201 DISCHARGE |  | Mixed Solvents
0072 |  |  | VALVE |  | BALL | 2 | LL | N | RECOVERY 1ST W PROCESS MANIFOLD |  | Mixed Solvents
0072.01 |  |  | CONECT |  | FLG IN | 2 | LL | N | RECOVERY 1ST W PROCESS MANIFOLD |  | Mixed Solvents
0072.02 |  |  | CONECT |  | FLG OUT | 2 | LL | N | RECOVERY 1ST W PROCESS MANIFOLD |  | Mixed Solvents
0072.04 |  |  | CONECT |  | SCRVEND | 2 | LL | N | RECOVERY 1ST W PROCESS MANIFOLD |  | Mixed Solvents
0072.05 |  |  | CAP |  | POE | 2 | LL | N | RECOVERY 1ST W PROCESS MANIFOLD |  | Mixed Solvents
0073 |  |  | VALVE |  | BALL | 2 | LL | N | RECOVERY 1ST W PROCESS MANIFOLD |  | Mixed Solvents
0073.01 |  |  | CONECT |  | FLG OUT | 2 | LL | N | RECOVERY 1ST W PROCESS MANIFOLD |  | Mixed Solvents
0073.02 |  |  | CAP |  | POE | 2 | LL | N | RECOVERY 1ST W PROCESS MANIFOLD |  | Mixed Solvents
0073.03 |  |  | CONECT |  | FLG IN | 2 | LL | N | RECOVERY 1ST W PROCESS MANIFOLD |  | Mixed Solvents
0074 |  |  | VALVE |  | BALL | 2 | LL | N | RECOVERY 1ST W PROCESS MANIFOLD |  | Mixed Solvents
0074.01 |  |  | CONECT |  | FLG IN | 2 | LL | N | RECOVERY 1ST W PROCESS MANIFOLD |  | Mixed Solvents
0074.02 |  |  | CAP |  | POE | 2 | LL | N | RECOVERY 1ST W PROCESS MANIFOLD |  | Mixed Solvents
0074.03 |  |  | CONECT |  | FLG OUT | 2 | LL | N | RECOVERY 1ST W PROCESS MANIFOLD |  | Mixed Solvents
0075 |  |  | VALVE |  | BALL | 2 | LL | N | RECOVERY 1ST W PROCESS MANIFOLD |  | Mixed Solvents
0075.01 |  |  | CONECT |  | FLG IN | 2 | LL | N | RECOVERY 1ST W PROCESS MANIFOLD |  | Mixed Solvents
0075.02 |  |  | CONECT |  | FLG OUT | 2 | LL | N | RECOVERY 1ST W PROCESS MANIFOLD |  | Mixed Solvents
0075.04 |  |  | CONECT |  | SCRCON | 2 | LL | N | RECOVERY 1ST W PROCESS MANIFOLD |  | Mixed Solvents
0075.05 |  |  | CAP |  | POE | 2 | LL | N | RECOVERY 1ST W PROCESS MANIFOLD |  | Mixed Solvents
0076 |  |  | VALVE |  | BALL | 2 | LL | N | RECOVERY 1ST W PROCESS MANIFOLD |  | Mixed Solvents
0076.01 |  |  | CONECT |  | FLG IN | 2 | LL | N | RECOVERY 1ST W PROCESS MANIFOLD |  | Mixed Solvents
0076.02 |  |  | CAP |  | POE | 2 | LL | N | RECOVERY 1ST W PROCESS MANIFOLD |  | Mixed Solvents
0076.03 |  |  | CONECT |  | FLG OUT | 2 | LL | N | RECOVERY 1ST W PROCESS MANIFOLD |  | Mixed Solvents
0077 |  |  | VALVE |  | BALL | 2 | LL | N | RECOVERY 1ST W PROCESS MANIFOLD |  | Mixed Solvents
0077.01 |  |  | CONECT |  | FLG IN | 2 | LL | N | RECOVERY 1ST W PROCESS MANIFOLD |  | Mixed Solvents
0077.02 |  |  | CAP |  | POE | 2 | LL | N | RECOVERY 1ST W PROCESS MANIFOLD |  | Mixed Solvents
0077.03 |  |  | CONECT |  | FLG OUT | 2 | LL | N | RECOVERY 1ST W PROCESS MANIFOLD |  | Mixed Solvents
0078 |  |  | VALVE |  | BALL | 2 | LL | N | RECOVERY 1ST W PROCESS MANIFOLD |  | Mixed Solvents
0078.01 |  |  | CONECT |  | FLG IN | 2 | LL | N | RECOVERY 1ST W PROCESS MANIFOLD |  | Mixed Solvents
0078.02 |  |  | CAP |  | POE | 2 | LL | N | RECOVERY 1ST W PROCESS MANIFOLD |  | Mixed Solvents
0078.03 |  |  | CONECT |  | FLG OUT | 2 | LL | N | RECOVERY 1ST W PROCESS MANIFOLD |  | Mixed Solvents
0079 |  |  | VALVE |  | BALL | 2 | LL | N | RECOVERY 1ST W PROCESS MANIFOLD |  | Mixed Solvents
0079.01 |  |  | CONECT |  | FLG IN | 2 | LL | N | RECOVERY 1ST W PROCESS MANIFOLD |  | Mixed Solvents
0079.02 |  |  | CAP |  | POE | 2 | LL | N | RECOVERY 1ST W PROCESS MANIFOLD |  | Mixed Solvents
0079.03 |  |  | CONECT |  | FLG OUT | 2 | LL | N | RECOVERY 1ST W PROCESS MANIFOLD |  | Mixed Solvents
0080 |  |  | VALVE |  | BALL | 3 | LL | N | RECOVERY 1ST W PROCESS MANIFOLD |  | Mixed Solvents
0080.01 |  |  | CONECT |  | FLG IN | 3 | LL | N | RECOVERY 1ST W PROCESS MANIFOLD |  | Mixed Solvents
0080.02 |  |  | CAP |  | POE | 3 | LL | N | RECOVERY 1ST W PROCESS MANIFOLD |  | Mixed Solvents
0080.03 |  |  | CONECT |  | FLG OUT | 3 | LL | N | RECOVERY 1ST W PROCESS MANIFOLD |  | Mixed Solvents
0081 |  |  | VALVE |  | BALL | 2 | LL | N | RECOVERY 1ST W PROCESS MANIFOLD |  | Mixed Solvents
0081.01 |  |  | CONECT |  | FLG IN | 2 | LL | N | RECOVERY 1ST W PROCESS MANIFOLD |  | Mixed Solvents
0081.02 |  |  | CAP |  | POE | 2 | LL | N | RECOVERY 1ST W PROCESS MANIFOLD |  | Mixed Solvents
0081.03 |  |  | CONECT |  | FLG OUT | 2 | LL | N | RECOVERY 1ST W PROCESS MANIFOLD |  | Mixed Solvents
0082 |  |  | VALVE |  | BALL | 2 | LL | N | RECOVERY 1ST W PROCESS MANIFOLD |  | Mixed Solvents
0082.01 |  |  | CONECT |  | FLG IN | 2 | LL | N | RECOVERY 1ST W PROCESS MANIFOLD |  | Mixed Solvents
0082.02 |  |  | CAP |  | POE | 2 | LL | N | RECOVERY 1ST W PROCESS MANIFOLD |  | Mixed Solvents
0082.03 |  |  | CONECT |  | FLG OUT | 2 | LL | N | RECOVERY 1ST W PROCESS MANIFOLD |  | Mixed Solvents
0083 |  |  | VALVE |  | BALL | 3 | LL | N | RECOVERY 1ST W PROCESS MANIFOLD |  | Mixed Solvents
0083.01 |  |  | CONECT |  | FLG IN | 3 | LL | N | RECOVERY 1ST W PROCESS MANIFOLD |  | Mixed Solvents
0083.02 |  |  | CAP |  | POE | 3 | LL | N | RECOVERY 1ST W PROCESS MANIFOLD |  | Mixed Solvents
0083.03 |  |  | CONECT |  | FLG OUT | 3 | LL | N | RECOVERY 1ST W PROCESS MANIFOLD |  | Mixed Solvents
0084 |  |  | VALVE |  | BALL | 2 | LL | N | RECOVERY 1ST W PROCESS MANIFOLD |  | Mixed Solvents
0084.01 |  |  | CONECT |  | FLG IN | 2 | LL | N | RECOVERY 1ST W PROCESS MANIFOLD |  | Mixed Solvents
0084.02 |  |  | CAP |  | POE | 2 | LL | N | RECOVERY 1ST W PROCESS MANIFOLD |  | Mixed Solvents
0084.03 |  |  | CONECT |  | FLG OUT | 2 | LL | N | RECOVERY 1ST W PROCESS MANIFOLD |  | Mixed Solvents
0085 |  |  | VALVE |  | BALL | 2 | LL | N | RECOVERY 1ST W PROCESS MANIFOLD |  | Mixed Solvents
0085.01 |  |  | CONECT |  | FLG IN | 2 | LL | N | RECOVERY 1ST W PROCESS MANIFOLD |  | Mixed Solvents
0085.02 |  |  | CAP |  | POE | 2 | LL | N | RECOVERY 1ST W PROCESS MANIFOLD |  | Mixed Solvents
0085.04 |  |  | CONECT |  | FLG OUT | 2 | LL | N | RECOVERY 1ST W PROCESS MANIFOLD |  | Mixed Solvents
0086 |  |  | VALVE |  | BALL | 2 | LL | N | RECOVERY 1ST W PROCESS MANIFOLD |  | Mixed Solvents
0086.01 |  |  | CONECT |  | FLG IN | 2 | LL | N | RECOVERY 1ST W PROCESS MANIFOLD |  | Mixed Solvents
0086.02 |  |  | CAP |  | POE | 2 | LL | N | RECOVERY 1ST W PROCESS MANIFOLD |  | Mixed Solvents
0086.03 |  |  | CONECT |  | FLG OUT | 2 | LL | N | RECOVERY 1ST W PROCESS MANIFOLD |  | Mixed Solvents
0087 |  |  | VALVE |  | BALL | 3 | LL | N | RECOVERY 1ST W PROCESS MANIFOLD |  | Mixed Solvents
0087.01 |  |  | CONECT |  | FLG IN | 3 | LL | N | RECOVERY 1ST W PROCESS MANIFOLD |  | Mixed Solvents
0087.02 |  |  | CAP |  | POE | 3 | LL | N | RECOVERY 1ST W PROCESS MANIFOLD |  | Mixed Solvents
0087.03 |  |  | CONECT |  | FLG OUT | 3 | LL | N | RECOVERY 1ST W PROCESS MANIFOLD |  | Mixed Solvents
0088 |  |  | VALVE |  | BALL | 2 | LL | N | RECOVERY 1ST W PROCESS MANIFOLD |  | Mixed Solvents
0088.01 |  |  | CONECT |  | VC-OUT | 2 | LL | N | RECOVERY 1ST W PROCESS MANIFOLD |  | Mixed Solvents
0088.02 |  |  | CAP |  | POE | 2 | LL | N | RECOVERY 1ST W PROCESS MANIFOLD |  | Mixed Solvents
0088.03 |  |  | CONECT |  | 90 DEG IN | 2 | LL | N | RECOVERY 1ST W PROCESS MANIFOLD |  | Mixed Solvents
0088.04 |  |  | CONECT |  | 90 DEG OUT | 2 | LL | N | RECOVERY 1ST W PROCESS MANIFOLD |  | Mixed Solvents
0088.05 |  |  | CONECT |  | 90 DEG IN | 2 | LL | N | RECOVERY 1ST W PROCESS MANIFOLD OH |  | Mixed Solvents
0088.06 |  |  | CONECT |  | 90 DEG OUT | 2 | LL | N | RECOVERY 1ST W PROCESS MANIFOLD OH |  | Mixed Solvents
0088.07 |  |  | CONECT |  | VC-IN | 2 | LL | N | RECOVERY 1ST W PROCESS MANIFOLD |  | Mixed Solvents
0089 |  |  | PUMP |  | DMS PUMP | 0 | LL | N | RECOVERY 1ST SW CORNER PUMP P-4109 |  | Mixed Solvents
0089.01 |  |  | CONECT |  | FLG IN | 1.5 | LL | N | RECOVERY 1ST SW CORNER PUMP P-4109 SUCTION |  | Mixed Solvents
0089.02 |  |  | CONECT |  | FLG OUT | 1 | LL | N | RECOVERY 1ST SW CORNER PUMP P-4109 DISCHARGE |  | Mixed Solvents
0090 |  |  | VALVE |  | BALL | 0.5 | LL | N | RECOVERY 1ST SW CORNER PUMP P-4109 DISCHARGE |  | Mixed Solvents
0090.01 |  |  | CAP |  | POE | 0.5 | LL | N | RECOVERY 1ST SW CORNER PUMP P-4109 DISCHARGE |  | Mixed Solvents
0090.02 |  |  | CONECT |  | VC-OUT | 0.5 | LL | N | RECOVERY 1ST SW CORNER PUMP P-4109 DISCHARGE |  | Mixed Solvents
0090.03 |  |  | CONECT |  | COUPLING | 0.5 | LL | N | RECOVERY 1ST SW CORNER PUMP P-4109 DISCHARGE |  | Mixed Solvents
0090.04 |  |  | CONECT |  | COUPLING | 0.5 | LL | N | RECOVERY 1ST SW CORNER PUMP P-4109 DISCHARGE |  | Mixed Solvents
0091 |  |  | VALVE |  | BALL | 0.5 | LL | N | RECOVERY 1ST SW CORNER PUMP P-4109 DISCHARGE |  | Mixed Solvents
0091.01 |  |  | CONECT |  | NIPPLE | 0.5 | LL | N | RECOVERY 1ST SW CORNER PUMP P-4109 DISCHARGE |  | Mixed Solvents
0091.02 |  |  | CONECT |  | FLANGE | 0.5 | LL | N | RECOVERY 1ST SW CORNER PUMP P-4109 DISCHARGE |  | Mixed Solvents
0092 |  |  | VALVE |  | BALL | 0.5 | LL | N | RECOVERY 1ST SW CORNER PUMP P-4109 DISCHARGE |  | Mixed Solvents
0092.01 |  |  | CAP |  | POE | 0.5 | LL | N | RECOVERY 1ST SW CORNER PUMP P-4109 DISCHARGE |  | Mixed Solvents
0093 |  |  | VALVE |  | CHECK | 2 | LL | N | RECOVERY 1ST SW CORNER PUMP P-4109 DISCHARGE |  | Mixed Solvents
0094 |  |  | VALVE |  | BALL | 1 | LL | N | RECOVERY 1ST SW CORNER PUMP P-4109 DISCHARGE |  | Mixed Solvents
0094.01 |  |  | CAP |  | POE | 1 | LL | N | RECOVERY 1ST SW CORNER PUMP P-4109 DISCHARGE |  | Mixed Solvents
0095 |  |  | VALVE |  | BALL | 2 | LL | N | RECOVERY 1ST SW CORNER PUMP P-4109 DISCHARGE |  | Mixed Solvents
0095A |  |  | VALVE |  | BALL | 2 | LL | N | RECOVERY 1ST SW CORNER PUMP P-4109 DISCHARGE |  | Mixed Solvents
0095A.01 |  |  | CONECT |  | FLG IN | 2 | LL | N | RECOVERY 1ST SW CORNER PUMP P-4109 DISCHARGE |  | Mixed Solvents
0095A.02 |  |  | CONECT |  | FLG OUT | 2 | LL | N | RECOVERY 1ST SW CORNER PUMP P-4109 DISCHARGE |  | Mixed Solvents
0096 |  |  | VALVE |  | BALL | 2 | LL | N | RECOVERY 1ST SW CORNER PUMP P-4109 DISCHARGE |  | Mixed Solvents
0097 |  |  | VALVE |  | CONTROL VALVE | 2 | LL | N | RECOVERY 1ST SW CORNER PUMP P-4109 DISCHARGE |  | Mixed Solvents
0098 |  |  | VALVE |  | BALL | 1 | LL | N | RECOVERY 1ST SW CORNER PUMP P-4109 DISCHARGE |  | Mixed Solvents
0098.01 |  |  | CAP |  | POE | 1 | LL | N | RECOVERY 1ST SW CORNER PUMP P-4109 DISCHARGE |  | Mixed Solvents
0099 |  |  | VALVE |  | BALL | 2 | LL | N | RECOVERY 1ST SW CORNER PUMP P-4109 DISCHARGE |  | Mixed Solvents
0100 |  |  | VALVE |  | GATE | 2 | LL | N | RECOVERY 1ST SW CORNER PUMP P-4109 DISCHARGE |  | Mixed Solvents
0101 |  |  | CONECT |  | FLANGE | 3 | LL | N | RECOVERY 1ST SW CORNER PUMP P-4109 SUCTION |  | Mixed Solvents
0101.01 |  |  | CONECT |  | FLANGE | 3 | LL | N | RECOVERY 1ST SW CORNER PUMP P-4109 SUCTION |  | Mixed Solvents
0102 |  |  | VALVE |  | BALL | 1 | LL | N | RECOVERY 1ST SW CORNER PUMP P-4109 SUCTION |  | Mixed Solvents
0102.01 |  |  | CAP |  | POE | 1 | LL | N | RECOVERY 1ST SW CORNER PUMP P-4109 SUCTION |  | Mixed Solvents
0102.02 |  |  | CONECT |  | FLANGE | 3 | LL | N | RECOVERY 1ST SW CORNER PUMP P-4109 SUCTION |  | Mixed Solvents
0103 |  |  | VALVE |  | BALL | 3 | LL | N | RECOVERY 1ST SW CORNER PUMP P-4109 SUCTION |  | Mixed Solvents
0103.01 |  |  | CONECT |  | FLGVEND | 3 | LL | N | RECOVERY 1ST SW CORNER PUMP P-4109 SUCTION |  | Mixed Solvents
0103.02 |  |  | CONECT |  | FLGVEND | 3 | LL | N | RECOVERY 1ST SW CORNER PUMP P-4109 SUCTION |  | Mixed Solvents
0103.03 |  |  | CONECT |  | FLANGE | 3 | LL | N | RECOVERY 1ST SW CORNER PUMP P-4109 SUCTION |  | Mixed Solvents
0104 |  |  | CONECT |  | FLANGE | 1 | LL | N | RECOVERY 1ST SW CORNER T-4105 W SIDE OH |  | Mixed Solvents
0104.01 |  |  | CONECT |  | NIPPLE | 0.5 | LL | N | RECOVERY 1ST SW CORNER T-4105 W SIDE OH |  | Mixed Solvents
0104.02 |  |  | CONECT |  | UNION | 0.5 | LL | N | RECOVERY 1ST SW CORNER T-4105 W SIDE OH |  | Mixed Solvents
0105 |  |  | VALVE |  | BALL | 2 | LL | N | RECOVERY 1ST SW CORNER T-4105 SW SIDE |  | Mixed Solvents
0106 |  |  | VALVE |  | BALL | 1 | LL | N | RECOVERY 1ST SW CORNER T-4105 SW SIDE |  | Mixed Solvents
0106.01 |  |  | CAP |  | POE | 1 | LL | N | RECOVERY 1ST SW CORNER T-4105 SW SIDE |  | Mixed Solvents
0107 |  |  | VALVE |  | CONTROL VALVE | 2 | LL | N | RECOVERY 1ST SW CORNER T-4105 SW SIDE |  | Mixed Solvents
0108 |  |  | VALVE |  | BALL | 1 | LL | N | RECOVERY 1ST SW CORNER T-4105 SW SIDE |  | Mixed Solvents
0108.01 |  |  | CAP |  | POE | 1 | LL | N | RECOVERY 1ST SW CORNER T-4105 SW SIDE |  | Mixed Solvents
0109 |  |  | VALVE |  | BALL | 2 | LL | N | RECOVERY 1ST SW CORNER T-4105 SW SIDE |  | Mixed Solvents
0109.01 |  |  | CONECT |  | FLANGE | 2 | LL | N | RECOVERY 1ST SW CORNER T-4105 SW SIDE |  | Mixed Solvents
0109.02 |  |  | CONECT |  | FLG OUT | 2 | LL | N | RECOVERY 1ST SW CORNER T-4105 SW SIDE |  | Mixed Solvents
0109A |  |  | VALVE |  | BALL | 2 | LL | N | RECOVERY 1ST SW CORNER T-4105 SW SIDE OH |  | Mixed Solvents
0109A.01 |  |  | CONECT |  | FLG IN | 2 | LL | N | RECOVERY 1ST SW CORNER T-4105 SW SIDE OH |  | Mixed Solvents
0109A.02 |  |  | CONECT |  | FLANGE | 2 | LL | N | RECOVERY 1ST SW CORNER T-4105 SW SIDE OH |  | Mixed Solvents
0109A.03 |  |  | CONECT |  | FLG OUT | 2 | LL | N | RECOVERY 1ST SW CORNER T-4105 SW SIDE OH |  | Mixed Solvents
0110 |  |  | CONECT |  | MANWAY | 36 | LL | N | RECOVERY 1ST SW CORNER T-4105 S SIDE |  | Mixed Solvents
0111 |  |  | VALVE |  | BALL | 3 | LL | N | RECOVERY 1ST SW CORNER T-4105 SE SIDE |  | Mixed Solvents
0111.01 |  |  | CONECT |  | FLGVEND | 3 | LL | N | RECOVERY 1ST SW CORNER T-4105 SE SIDE |  | Mixed Solvents
0111.02 |  |  | CONECT |  | FLGVEND | 3 | LL | N | RECOVERY 1ST SW CORNER T-4105 SE SIDE |  | Mixed Solvents
0111.03 |  |  | CONECT |  | FLANGE | 3 | LL | N | RECOVERY 1ST SW CORNER T-4105 SE SIDE |  | Mixed Solvents
0111.04 |  |  | CONECT |  | FLANGE | 3 | LL | N | RECOVERY 1ST SW CORNER T-4105 SE SIDE |  | Mixed Solvents
0112 |  |  | VALVE |  | BALL | 3 | LL | N | RECOVERY 1ST SW CORNER T-4105 SE SIDE |  | Mixed Solvents
0112.01 |  |  | CONECT |  | FLGVEND | 3 | LL | N | RECOVERY 1ST SW CORNER T-4105 SE SIDE |  | Mixed Solvents
0112.02 |  |  | CONECT |  | FLGVEND | 3 | LL | N | RECOVERY 1ST SW CORNER T-4105 SE SIDE |  | Mixed Solvents
0113 |  |  | VALVE |  | BALL | 2 | LL | N | RECOVERY 1ST SW CORNER E OF MOLE SIEVE |  | Mixed Solvents
0113.01 |  |  | CONECT |  | SCRVEND | 2 | LL | N | RECOVERY 1ST SW CORNER E OF MOLE SIEVE |  | Mixed Solvents
0113.02 |  |  | CAP |  | POE | 2 | LL | N | RECOVERY 1ST SW CORNER E OF MOLE SIEVE |  | Mixed Solvents
0113.03 |  |  | CONECT |  | 90 DEG IN | 2 | LL | N | RECOVERY 1ST SW CORNER E OF MOLE SIEVE |  | Mixed Solvents
0113.04 |  |  | CONECT |  | 90 DEG OUT | 2 | LL | N | RECOVERY 1ST SW CORNER E OF MOLE SIEVE |  | Mixed Solvents
0113.05 |  |  | CONECT |  | 90 DEG IN | 2 | LL | N | RECOVERY 1ST SW CORNER E OF MOLE SIEVE |  | Mixed Solvents
0113.06 |  |  | CONECT |  | 90 DEG OUT | 2 | LL | N | RECOVERY 1ST SW CORNER E OF MOLE SIEVE |  | Mixed Solvents
0114 |  |  | CONECT |  | FLANGE | 4 | LL | N | RECOVERY 1ST SW CORNER E OF E-4405 OH |  | Mixed Solvents
0114.01 |  |  | CONECT |  | SCREND | 3 | LL | N | RECOVERY 1ST SW CORNER E OF E-4405 OH |  | Mixed Solvents
0115 |  |  | CONECT |  | FLANGE | 4 | LL | N | RECOVERY 1ST SW CORNER E OF E-4404 OH |  | Mixed Solvents
0116 |  |  | CONECT |  | FLANGE | 4 | LL | N | RECOVERY 1ST SW CORNER E ON D-4403 |  | Mixed Solvents
0117 |  |  | VALVE |  | BALL | 0.75 | GV | N | RECOVERY 1ST SW CORNER E ON D-4403 TOP |  | Mixed Solvents
0117.01 |  |  | CAP |  | POE | 0.75 | GV | N | RECOVERY 1ST SW CORNER E ON D-4403 TOP |  | Mixed Solvents
0117.02 |  |  | CONECT |  | SCRVEND | 0.75 | GV | N | RECOVERY 1ST SW CORNER E ON D-4403 TOP |  | Mixed Solvents
0118 |  |  | CONECT |  | BUSHING | 0.5 | GV | N | RECOVERY 1ST SW CORNER E ON D-4403 NE SIDE |  | Mixed Solvents
0118.01 |  |  | CONECT |  | NIPPLE | 0.5 | GV | N | RECOVERY 1ST SW CORNER E ON D-4403 NE SIDE |  | Mixed Solvents
0119 |  |  | CONECT |  | BUSHING | 0.5 | GV | N | RECOVERY 1ST SW CORNER E ON D-4403 SE SIDE |  | Mixed Solvents
0119.01 |  |  | CONECT |  | NIPPLE | 0.5 | GV | N | RECOVERY 1ST SW CORNER E ON D-4403 SE SIDE |  | Mixed Solvents
0120 |  |  | CONECT |  | BUSHING | 0.5 | LL | N | RECOVERY 1ST SW CORNER E ON D-4403 BOTTOM |  | Mixed Solvents
0120.01 |  |  | CONECT |  | NIPPLE | 0.5 | LL | N | RECOVERY 1ST SW CORNER E ON D-4403 BOTTOM |  | Mixed Solvents
0121 |  |  | VALVE |  | BALL | 0.5 | LL | N | RECOVERY 1ST SW CORNER E ON D-4403 BOTTOM |  | Mixed Solvents
0122 |  |  | VALVE |  | BALL | 0.5 | GV | N | RECOVERY 1ST SW CORNER E ON D-4403 S OF |  | Mixed Solvents
0123 |  |  | CONECT |  | FLANGE | 4 | GV | N | RECOVERY 1ST SW CORNER E ON D-4403 S OF |  | Mixed Solvents
0124 |  |  | VALVE |  | CONTROL VALVE | 1.5 | LL | N | RECOVERY 1ST SW CORNER E ON D-4403 BOTTOM |  | Mixed Solvents
0125 |  |  | VALVE |  | BALL | 0.5 | LL | N | RECOVERY 1ST SW CORNER E ON D-4403 BOTTOM |  | Mixed Solvents
0126 |  |  | VALVE |  | BALL | 0.75 | GV | N | RECOVERY 1ST SW CORNER E ON D-4403 W OF |  | Mixed Solvents
0126.01 |  |  | CONECT |  | SCRVEND | 0.75 | GV | N | RECOVERY 1ST SW CORNER E ON D-4403 W OF |  | Mixed Solvents
0126.02 |  |  | CONECT |  | REDUCER | 0.5 | GV | N | RECOVERY 1ST SW CORNER E ON D-4403 W OF |  | Mixed Solvents
0126.03 |  |  | CONECT |  | BUSHING | 0.5 | GV | N | RECOVERY 1ST SW CORNER E ON D-4403 W OF |  | Mixed Solvents
0127 |  |  | VALVE |  | BALL | 0.75 | GV | N | RECOVERY 1ST SW CORNER E ON D-4403 W OF |  | Mixed Solvents
0127.01 |  |  | CAP |  | POE | 0.75 | GV | N | RECOVERY 1ST SW CORNER E ON D-4403 W OF |  | Mixed Solvents
0127.02 |  |  | CONECT |  | BUSHING | 0.5 | GV | N | RECOVERY 1ST SW CORNER E ON D-4403 W OF |  | Mixed Solvents
0128 |  |  | BLOWER |  |  |  | GV | N | RECOVERY 1ST SW CORNER E ON D-4403 W OF |  | Mixed Solvents
0128.01 |  |  | CONECT |  | FLG IN | 4 | GV | N | RECOVERY 1ST SW CORNER SE OF D-4401 |  | Mixed Solvents
0128.02 |  |  | CONECT |  | FLG OUT | 4 | GV | N | RECOVERY 1ST SW CORNER SE OF D-4401 |  | Mixed Solvents
0129 |  |  | RELIEF |  | RV | 2 | GV | N | RECOVERY 1ST SW CORNER SE OF D-4401 |  | Mixed Solvents
0129.01 |  |  | CONECT |  | FLGVEND | 2 | GV | N | RECOVERY 1ST SW CORNER SE OF D-4401 |  | Mixed Solvents
0130 |  |  | VALVE |  | BALL | 0.75 | GV | N | RECOVERY 1ST SW CORNER SE OF D-4401 |  | Mixed Solvents
0130.01 |  |  | CONECT |  | SCRVEND | 0.75 | GV | N | RECOVERY 1ST SW CORNER SE OF D-4401 |  | Mixed Solvents
0130.02 |  |  | CONECT |  | REDUCER | 0.5 | GV | N | RECOVERY 1ST SW CORNER SE OF D-4401 |  | Mixed Solvents
0131 |  |  | VALVE |  | CONTROL VALVE | 4 | GV | N | RECOVERY 1ST SW CORNER SE OF D-4401 |  | Mixed Solvents
0131.01 |  |  | CONECT |  | FLGVEND | 4 | GV | N | RECOVERY 1ST SW CORNER SE OF D-4401 |  | Mixed Solvents
0131.02 |  |  | CONECT |  | FLGVEND | 4 | GV | N | RECOVERY 1ST SW CORNER SE OF D-4401 |  | Mixed Solvents
0131.03 |  |  | CONECT |  | FLGVEND | 4 | GV | N | RECOVERY 1ST SW CORNER SE OF D-4401 |  | Mixed Solvents
0131.04 |  |  | CONECT |  | FLGVEND | 4 | GV | N | RECOVERY 1ST SW CORNER SE OF D-4401 |  | Mixed Solvents
0131.05 |  |  | CONECT |  | SCREND | 3 | GV | N | RECOVERY 1ST SW CORNER SE OF D-4401 |  | Mixed Solvents
0132 |  |  | VALVE |  | CONTROL VALVE | 4 | LL | N | RECOVERY 1ST SW CORNER S OF D-4401 |  | Mixed Solvents
0132.01 |  |  | CONECT |  | FLGVEND | 4 | LL | N | RECOVERY 1ST SW CORNER S OF D-4401 |  | Mixed Solvents
0132.02 |  |  | CONECT |  | FLGVEND | 4 | LL | N | RECOVERY 1ST SW CORNER S OF D-4401 |  | Mixed Solvents
0133 |  |  | VALVE |  | CONTROL VALVE | 2 | LL | N | RECOVERY 1ST SW CORNER S OF D-4401 |  | Mixed Solvents
0133.01 |  |  | CONECT |  | FLGVEND | 2 | LL | N | RECOVERY 1ST SW CORNER S OF D-4401 |  | Mixed Solvents
0133.02 |  |  | CONECT |  | FLGVEND | 2 | LL | N | RECOVERY 1ST SW CORNER S OF D-4401 |  | Mixed Solvents
0134 |  |  | VALVE |  | BALL | 0.75 | LL | N | RECOVERY 1ST SW CORNER Sw OF D-4401 |  | Mixed Solvents
0134.01 |  |  | CAP |  | POE | 0.75 | LL | N | RECOVERY 1ST SW CORNER SW OF D-4401 |  | Mixed Solvents
0135 |  |  | VALVE |  | BALL | 0.5 | LL | N | RECOVERY 1ST SW CORNER SW OF D-4401 |  | Mixed Solvents
0135.01 |  |  | CAP |  | POE | 0.5 | LL | N | RECOVERY 1ST SW CORNER SW OF D-4401 |  | Mixed Solvents
0136 |  |  | VALVE |  | BALL | 2 | LL | N | RECOVERY 1ST SW CORNER SW OF D-4401 |  | Mixed Solvents
0136.01 |  |  | CONECT |  | FLGVEND | 2 | LL | N | RECOVERY 1ST SW CORNER SW OF D-4401 |  | Mixed Solvents
0136.02 |  |  | CONECT |  | FLGVEND | 2 | LL | N | RECOVERY 1ST SW CORNER SW OF D-4401 |  | Mixed Solvents
0136.03 |  |  | CONECT |  | FLANGE | 2 | LL | N | RECOVERY 1ST SW CORNER SW OF D-4401 |  | Mixed Solvents
0137 |  |  | CONECT |  | FLOW METER | 1 | LL | N | RECOVERY 1ST SW CORNER W OF D-4401 |  | Mixed Solvents
0137.01 |  |  | CONECT |  | FLG END | 1 | LL | N | RECOVERY 1ST SW CORNER W OF D-4401 |  | Mixed Solvents
0137.02 |  |  | CONECT |  | FLG END | 1 | LL | N | RECOVERY 1ST SW CORNER W OF D-4401 |  | Mixed Solvents
0138 |  |  | VALVE |  | BALL | 2 | GV | N | RECOVERY 1ST SW CORNER SW OF D-4401 |  | Mixed Solvents
0138.01 |  |  | CONECT |  | FLGVEND | 2 | GV | N | RECOVERY 1ST SW CORNER SW OF D-4401 |  | Mixed Solvents
0138.02 |  |  | CONECT |  | FLGVEND | 2 | GV | N | RECOVERY 1ST SW CORNER SW OF D-4401 |  | Mixed Solvents
0138.03 |  |  | CONECT |  | FLG END | 2 | GV | N | RECOVERY 1ST SW CORNER SW OF D-4401 |  | Mixed Solvents
0139 |  |  | VALVE |  | BALL | 0.5 | GV | N | RECOVERY 1ST SW CORNER SW OF D-4401 |  | Mixed Solvents
0139.01 |  |  | CAP |  | POE | 0.5 | GV | N | RECOVERY 1ST SW CORNER SW OF D-4401 |  | Mixed Solvents
0140 |  |  | VALVE |  | BALL | 2 | GV | N | RECOVERY 1ST SW CORNER SW OF D-4401 |  | Mixed Solvents
0140.01 |  |  | CONECT |  | FLGVEND | 2 | GV | N | RECOVERY 1ST SW CORNER SW OF D-4401 |  | Mixed Solvents
0140.02 |  |  | CONECT |  | FLGVEND | 2 | GV | N | RECOVERY 1ST SW CORNER SW OF D-4401 |  | Mixed Solvents
0141 |  |  | VALVE |  | BALL | 2 | GV | N | RECOVERY 1ST SW CORNER SW OF D-4401 |  | Mixed Solvents
0141.01 |  |  | CONECT |  | FLGVEND | 2 | GV | N | RECOVERY 1ST SW CORNER SW OF D-4401 |  | Mixed Solvents
0141.02 |  |  | CAP |  | POE | 2 | GV | N | RECOVERY 1ST SW CORNER SW OF D-4401 |  | Mixed Solvents
0142 |  |  | VALVE |  | BALL | 2 | GV | N | RECOVERY 1ST SW CORNER SW OF D-4401 |  | Mixed Solvents
0142.01 |  |  | CONECT |  | FLGVEND | 2 | GV | N | RECOVERY 1ST SW CORNER SW OF D-4401 |  | Mixed Solvents
0142.02 |  |  | CONECT |  | FLGVEND | 2 | GV | N | RECOVERY 1ST SW CORNER SW OF D-4401 |  | Mixed Solvents
0143 |  |  | VALVE |  | BALL | 1 | GV | N | RECOVERY 1ST SW CORNER SW OF D-4401 |  | Mixed Solvents
0143.01 |  |  | CAP |  | POE | 1 | GV | N | RECOVERY 1ST SW CORNER SW OF D-4401 |  | Mixed Solvents
0144 |  |  | VALVE |  | BALL | 2 | GV | N | RECOVERY 1ST SW CORNER SW OF D-4401 |  | Mixed Solvents
0144.01 |  |  | CONECT |  | FLGVEND | 2 | GV | N | RECOVERY 1ST SW CORNER SW OF D-4401 |  | Mixed Solvents
0144.02 |  |  | CONECT |  | FLGVEND | 2 | GV | N | RECOVERY 1ST SW CORNER SW OF D-4401 |  | Mixed Solvents
0144.03 |  |  | CAP |  | POE | 3 | GV | N | RECOVERY 1ST SW CORNER SW OF D-4401 |  | Mixed Solvents
0145 |  |  | VALVE |  | BALL | 1 | LL | N | RECOVERY 1ST SW CORNER SW OF D-4401 |  | Mixed Solvents
0145.01 |  |  | CAP |  | POE | 1 | LL | N | RECOVERY 1ST SW CORNER SW OF D-4401 |  | Mixed Solvents
0146 |  |  | VALVE |  | CONTROL VALVE | 1 | LL | N | RECOVERY 1ST SW CORNER SW OF D-4401 |  | Mixed Solvents
0147 |  |  | VALVE |  | BALL | 1 | LL | N | RECOVERY 1ST SW CORNER SW ON D-4401 |  | Mixed Solvents
0147.01 |  |  | CONECT |  | SCRVEND | 1 | LL | N | RECOVERY 1ST SW CORNER SW ON D-4401 |  | Mixed Solvents
0147.02 |  |  | CONECT |  | REDUCER | 0.5 | LL | N | RECOVERY 1ST SW CORNER SW ON D-4401 |  | Mixed Solvents
0147.03 |  |  | CONECT |  | MANWAY | 18 | LL | N | RECOVERY 1ST SW CORNER W ON D-4401 |  | Mixed Solvents
0148 |  |  | CONECT |  | FLANGE | 4 | LL | N | RECOVERY 1ST SW CORNER ON D-4401 BOTTOM |  | Mixed Solvents
0149 |  |  | CONECT |  | BUSHING | 0.5 | GV | N | RECOVERY 1ST SW CORNER S OF D-4401 OH |  | Mixed Solvents
0149.01 |  |  | CONECT |  | NIPPLE | 0.5 | GV | N | RECOVERY 1ST SW CORNER S OF D-4401 OH |  | Mixed Solvents
0149.02 |  |  | CONECT |  | COUPLING | 0.5 | GV | N | RECOVERY 1ST SW CORNER S OF D-4401 OH |  | Mixed Solvents
0149.03 |  |  | CONECT |  | COUPLING | 0.5 | GV | N | RECOVERY 1ST SW CORNER S OF D-4401 OH |  | Mixed Solvents
0150 |  |  | VALVE |  | CHECK | 0.5 | GV | N | RECOVERY 1ST SW CORNER S OF D-4401 UNDER BLOWER |  | Mixed Solvents
0150.01 |  |  | CONECT |  | SCRVEND | 0.5 | GV | N | RECOVERY 1ST SW CORNER S OF D-4401 UNDER BLOWER |  | Mixed Solvents
0151 |  |  | CONECT |  | UNION | 1 | GV | N | RECOVERY 1ST SW CORNER S OF D-4401 OH |  | Mixed Solvents
0152 |  |  | RELIEF |  | RV | 3 | GV | N | RECOVERY 1ST SW CORNER SW OF D-4401 OH |  | Mixed Solvents
0152.01 |  |  | CONECT |  | FLGVEND | 3 | GV | N | RECOVERY 1ST SW CORNER SW OF D-4401 OH |  | Mixed Solvents
0152.02 |  |  | CONECT |  | FLANGE | 3 | GV | N | RECOVERY 1ST SW CORNER SW OF D-4401 OH |  | Mixed Solvents
0153 |  |  | VALVE |  | BALL | 2 | LL | N | RECOVERY 1ST CENTER WALKWAY NW OF T-4105 OH |  | Mixed Solvents
0154 |  |  | VALVE |  | BALL | 2 | LL | N | RECOVERY 1ST CENTER WALKWAY N OF T-4105 OH |  | Mixed Solvents
0155 |  |  | VALVE |  | BALL | 2 | LL | N | RECOVERY 1ST CENTER WALKWAY N OF T-4105 OH |  | Mixed Solvents
0155.01 |  |  | CONECT |  | FLOW METER | 1.5 | LL | N | RECOVERY 1ST CENTER WALKWAY N OF T-4105 OH |  | Mixed Solvents
0156 |  |  | VALVE |  | BALL | 2 | LL | D | RECOVERY 1ST CENTER WALKWAY N OF W PROCESS MANIFOLD OH |  | Mixed Solvents
0156.01 |  |  | CONECT |  | FLGVEND | 2 | LL | N | RECOVERY 1ST CENTER WALKWAY N OF W PROCESS MANIFOLD OH |  | Mixed Solvents
0156.02 |  |  | CONECT |  | FLGVEND | 2 | LL | N | RECOVERY 1ST CENTER WALKWAY N OF W PROCESS MANIFOLD OH |  | Mixed Solvents
0157 |  |  | VALVE |  | BALL | 1 | LL | D | RECOVERY 1ST CENTER WALKWAY N OF W PROCESS MANIFOLD OH |  | Mixed Solvents
0157.01 |  |  | CAP |  | POE | 1 | LL | D | RECOVERY 1ST CENTER WALKWAY N OF W PROCESS MANIFOLD OH |  | Mixed Solvents
0158 |  |  | VALVE |  | BALL | 2 | LL | D | RECOVERY 1ST CENTER WALKWAY N OF W PROCESS MANIFOLD OH |  | Mixed Solvents
0158.01 |  |  | CONECT |  | FLGVEND | 2 | LL | N | RECOVERY 1ST CENTER WALKWAY N OF W PROCESS MANIFOLD OH |  | Mixed Solvents
0158.02 |  |  | CONECT |  | FLGVEND | 2 | LL | N | RECOVERY 1ST CENTER WALKWAY N OF W PROCESS MANIFOLD OH |  | Mixed Solvents
0159 |  |  | VALVE |  | CHECK | 2 | LL | D | RECOVERY 1ST CENTER WALKWAY N OF W PROCESS MANIFOLD OH |  | Mixed Solvents
0159.01 |  |  | CONECT |  | FLGVEND | 2 | LL | N | RECOVERY 1ST CENTER WALKWAY N OF W PROCESS MANIFOLD OH |  | Mixed Solvents
0160 |  |  | VALVE |  | BALL | 1 | LL | N | RECOVERY 1ST SW CORNER SE OF D-4401 |  | Mixed Solvents
0160.01 |  |  | CONECT |  | BUSHING | 1 | LL | N | RECOVERY 1ST SW CORNER SE OF D-4401 |  | Mixed Solvents
0161 |  |  | VALVE |  | BALL | 1 | LL | N | RECOVERY 1ST SW CORNER SE OF D-4401 |  | Mixed Solvents
0161.01 |  |  | CAP |  | POE | 1 | LL | N | RECOVERY 1ST SW CORNER SE OF D-4401 |  | Mixed Solvents
0161.02 |  |  | VALVE |  | BALL | 1 | LL | N | RECOVERY 1ST SW CORNER SE OF D-4401 |  | Mixed Solvents
0161.03 |  |  | CONECT |  | BUSHING | 2 | LL | N | RECOVERY 1ST SW CORNER SE OF D-4401 |  | Mixed Solvents
0162 |  |  | CONECT |  | FLOW METER | 1 | LL | N | RECOVERY 1ST CENTER WALKWAY N OF E PROCESS MANIFOLD OH |  | Mixed Solvents
0162.01 |  |  | CONECT |  | FLG END | 1 | LL | N | RECOVERY 1ST CENTER WALKWAY N OF E PROCESS MANIFOLD OH |  | Mixed Solvents
0162.02 |  |  | CONECT |  | FLG END | 1 | LL | N | RECOVERY 1ST CENTER WALKWAY N OF E PROCESS MANIFOLD OH |  | Mixed Solvents
0163 |  |  | VALVE |  | BALL | 2 | LL | N | RECOVERY 1ST CENTER WALKWAY N OF E PROCESS MANIFOLD OH |  | Mixed Solvents
0163.01 |  |  | CONECT |  | FLANGE | 2 | LL | N | RECOVERY 1ST CENTER WALKWAY N OF E PROCESS MANIFOLD OH |  | Mixed Solvents
0164 |  |  | VALVE |  | BALL | 2 | LL | N | RECOVERY 1ST CENTER WALKWAY NE OF D-4210 OH |  | Mixed Solvents
0165 |  |  | VALVE |  | BALL | 0.75 | LL | N | RECOVERY 1ST CENTER WALKWAY E END E-4211 BOTTOM OF EXCHANGER NEXT TO STAIRS |  | Mixed Solvents
0165.01 |  |  | CONECT |  | SCRVEND | 0.75 | LL | N | RECOVERY 1ST CENTER WALKWAY E END E-4211 BOTTOM |  | Mixed Solvents
0165.02 |  |  | CAP |  | POE | 1 | LL | N | RECOVERY 1ST CENTER WALKWAY E END E-4211 BOTTOM |  | Mixed Solvents
0165.03 |  |  | CONECT |  | NIPPLE | 0.75 | LL | N | RECOVERY 1ST CENTER WALKWAY E END E-4211 BOTTOM |  | Mixed Solvents
0166 |  |  | VALVE |  | BALL | 0.75 | LL | N | RECOVERY 1ST CENTER WALKWAY E END E-4211 BOTTOM OF EXCHANGER NEXT TO STAIRS |  | Mixed Solvents
0166.01 |  |  | CONECT |  | SCRVEND | 0.75 | LL | N | RECOVERY 1ST CENTER WALKWAY E END E-4211 BOTTOM |  | Mixed Solvents
0166.02 |  |  | CAP |  | POE | 1 | LL | N | RECOVERY 1ST CENTER WALKWAY E END E-4211 BOTTOM |  | Mixed Solvents
0166.03 |  |  | CONECT |  | NIPPLE | 0.75 | LL | N | RECOVERY 1ST CENTER WALKWAY E END E-4211 BOTTOM |  | Mixed Solvents
0167 |  |  | VALVE |  | GATE | 2 | LL | N | RECOVERY 1ST CENTER WALKWAY E END OH N OF E-4211 |  | Mixed Solvents
0168 |  |  | VALVE |  | GATE | 2 | LL | N | RECOVERY 1ST CENTER WALKWAY E END OH N OF E-4211 |  | Mixed Solvents
0168.01 |  |  | CONECT |  | FLGVEND | 2 | LL | N | RECOVERY 1ST CENTER WALKWAY E END OH N OF E-4211 |  | Mixed Solvents
0168.02 |  |  | CONECT |  | FLGVEND | 2 | LL | N | RECOVERY 1ST CENTER WALKWAY E END OH N OF E-4211 |  | Mixed Solvents
0169.02 |  |  | CAP |  | POE | 0.5 | LL | N | RECOVERY 1ST NE CORNER N OF D-4204 ON E-4219 BOTTOM |  | Mixed Solvents
0170.02 |  |  | CAP |  | POE | 0.5 | LL | N | RECOVERY 1ST NE CORNER N OF D-4204 ON E-4219 BOTTOM |  | Mixed Solvents
0171.02 |  |  | CAP |  | POE | 0.5 | LL | N | RECOVERY 1ST NE CORNER N OF D-4204 ON E-4219 BOTTOM |  | Mixed Solvents
0172 |  |  | PUMP |  | DMS PUMP | 0 | LL | N | RECOVERY 1ST NE CORNER N OF D-4204 AT PUMP P-4206 |  | Mixed Solvents
0172.01 |  |  | CONECT |  | FLG IN | 4 | LL | N | RECOVERY 1ST NE CORNER N OF D-4204 AT PUMP P-4206 SUCTION |  | Mixed Solvents
0172.02 |  |  | CONECT |  | FLG OUT | 2 | LL | N | RECOVERY 1ST NE CORNER N OF D-4204 AT PUMP P-4206 DISCHARGE |  | Mixed Solvents
0173 |  |  | VALVE |  | BALL | 0.5 | LL | N | RECOVERY 1ST NE CORNER N OF D-4204 AT PUMP P-4206 DISCHARGE |  | Mixed Solvents
0173.01 |  |  | CONECT |  | SCRVEND | 0.5 | LL | N | RECOVERY 1ST NE CORNER N OF D-4204 AT PUMP P-4206 DISCHARGE |  | Mixed Solvents
0174 |  |  | VALVE |  | CHECK | 2 | LL | N | RECOVERY 1ST NE CORNER N OF D-4204 AT PUMP P-4206 DISCHARGE |  | Mixed Solvents
0174.01 |  |  | CONECT |  | FLGVEND | 2 | LL | N | RECOVERY 1ST NE CORNER N OF D-4204 AT PUMP P-4206 DISCHARGE |  | Mixed Solvents
0174.02 |  |  | CONECT |  | FLGVEND | 2 | LL | N | RECOVERY 1ST NE CORNER N OF D-4204 AT PUMP P-4206 DISCHARGE |  | Mixed Solvents
0175 |  |  | VALVE |  | BALL | 0.5 | LL | N | RECOVERY 1ST NE CORNER N OF D-4204 AT PUMP P-4206 DISCHARGE |  | Mixed Solvents
0175.01 |  |  | CONECT |  | SCRVEND | 0.5 | LL | N | RECOVERY 1ST NE CORNER N OF D-4204 AT PUMP P-4206 DISCHARGE |  | Mixed Solvents
0175.02 |  |  | CONECT |  | FLANGE | 0.5 | LL | N | RECOVERY 1ST NE CORNER N OF D-4204 AT PUMP P-4206 DISCHARGE |  | Mixed Solvents
0176 |  |  | VALVE |  | BALL | 2 | LL | N | RECOVERY 1ST NE CORNER N OF D-4204 AT PUMP P-4206 DISCHARGE |  | Mixed Solvents
0176.01 |  |  | CONECT |  | FLGVEND | 2 | LL | N | RECOVERY 1ST NE CORNER N OF D-4204 AT PUMP P-4206 DISCHARGE |  | Mixed Solvents
0176.02 |  |  | CONECT |  | FLGVEND | 2 | LL | N | RECOVERY 1ST NE CORNER N OF D-4204 AT PUMP P-4206 DISCHARGE |  | Mixed Solvents
0177 |  |  | VALVE |  | BALL | 2 | LL | N | RECOVERY 1ST NE CORNER N OF D-4204 AT PUMP P-4206 DISCHARGE |  | Mixed Solvents
0178 |  |  | VALVE |  | BALL | 2 | LL | N | RECOVERY 1ST NE CORNER N OF D-4204 AT PUMP P-4206 DISCHARGE |  | Mixed Solvents
0179 |  |  | VALVE |  | CONTROL VALVE | 2 | LL | N | RECOVERY 1ST NE CORNER N OF D-4204 AT PUMP P-4206 DISCHARGE |  | Mixed Solvents
0180 |  |  | VALVE |  | BALL | 3 | LL | N | RECOVERY 1ST NE CORNER N OF D-4204 AT PUMP P-4206 SUCTION |  | Mixed Solvents
0180.01 |  |  | CONECT |  | FLGVEND | 3 | LL | N | RECOVERY 1ST NE CORNER N OF D-4204 AT PUMP P-4206 SUCTION |  | Mixed Solvents
0180.02 |  |  | CONECT |  | FLGVEND | 3 | LL | N | RECOVERY 1ST NE CORNER N OF D-4204 AT PUMP P-4206 SUCTION |  | Mixed Solvents
0181 |  |  | VALVE |  | BALL | 1 | LL | N | RECOVERY 1ST NE CORNER N OF D-4204 AT PUMP P-4206 SUCTION DRAIN |  | Mixed Solvents
0181.01 |  |  | CONECT |  | SCRVEND | 1 | LL | N | RECOVERY 1ST NE CORNER N OF D-4204 AT PUMP P-4206 SUCTION DRAIN |  | Mixed Solvents
0181.02 |  |  | CAP |  | POE | 1 | LL | N | RECOVERY 1ST NE CORNER N OF D-4204 AT PUMP P-4206 SUCTION DRAIN |  | Mixed Solvents
0181.03 |  |  | CONECT |  | 90 DEG IN | 1 | LL | N | RECOVERY 1ST NE CORNER N OF D-4204 AT PUMP P-4206 SUCTION DRAIN |  | Mixed Solvents
0181.04 |  |  | CONECT |  | 90 DEG OUT | 1 | LL | N | RECOVERY 1ST NE CORNER N OF D-4204 AT PUMP P-4206 SUCTION DRAIN |  | Mixed Solvents
0182 |  |  | CONECT |  | FLANGE | 3 | LL | N | RECOVERY 1ST NE CORNER D-4204 BOTTOM |  | Mixed Solvents
0182.01 |  |  | CONECT |  | FLANGE | 3 | LL | N | RECOVERY 1ST NE CORNER D-4204 BOTTOM |  | Mixed Solvents
0183 |  |  | CONECT |  | FLANGE | 4 | LL | N | RECOVERY 1ST NE CORNER D-4204 N SIDE |  | Mixed Solvents
0183.01 |  |  | CONECT |  | BUSHING | 0.25 | LL | N | RECOVERY 1ST NE CORNER D-4204 N SIDE |  | Mixed Solvents
0183.02 |  |  | CONECT |  | TUBE FIT | 0.375 | LL | N | RECOVERY 1ST NE CORNER D-4204 N SIDE |  | Mixed Solvents
0184 |  |  | CONECT |  | FLANGE | 1 | LL | N | RECOVERY 1ST NE CORNER D-4204 W SIDE |  | Mixed Solvents
0184.01 |  |  | CONECT |  | NIPPLE | 0.5 | LL | N | RECOVERY 1ST NE CORNER D-4204 W SIDE |  | Mixed Solvents
0184.02 |  |  | CONECT |  | UNION | 0.5 | LL | N | RECOVERY 1ST NE CORNER D-4204 W SIDE |  | Mixed Solvents
0184.03 |  |  | CONECT |  | FLANGE | 3 | LL | N | RECOVERY 1ST NE CORNER D-4204 W SIDE |  | Mixed Solvents
0185 |  |  | VALVE |  | BALL | 0.5 | LL | N | RECOVERY 1ST NE CORNER SW OF D-4204 |  | Mixed Solvents
0185.01 |  |  | CONECT |  | SCRVEND | 0.5 | LL | N | RECOVERY 1ST NE CORNER SW OF D-4204 |  | Mixed Solvents
0186 |  |  | VALVE |  | BALL | 0.5 | LL | N | RECOVERY 1ST NE CORNER SW OF D-4204 |  | Mixed Solvents
0186.01 |  |  | CONECT |  | VC-IN | 0.5 | LL | N | RECOVERY 1ST NE CORNER SW OF D-4204 |  | Mixed Solvents
0186.02 |  |  | CONECT |  | REDUCER | 0.5 | LL | N | RECOVERY 1ST NE CORNER SW OF D-4204 |  | Mixed Solvents
0186.03 |  |  | CONECT |  | VC-OUT | 0.5 | LL | N | RECOVERY 1ST NE CORNER SW OF D-4204 |  | Mixed Solvents
0186.04 |  |  | CONECT |  | REDUCER | 0.5 | LL | N | RECOVERY 1ST NE CORNER SW OF D-4204 |  | Mixed Solvents
0186.05 |  |  | CONECT |  | 90 DEG OUT | 0.5 | LL | N | RECOVERY 1ST NE CORNER SW OF D-4204 |  | Mixed Solvents
0186.06 |  |  | CONECT |  | NIPPLE | 0.5 | LL | N | RECOVERY 1ST NE CORNER SW OF D-4204 |  | Mixed Solvents
0186.07 |  |  | CONECT |  | FLANGE | 0.5 | LL | N | RECOVERY 1ST NE CORNER SW OF D-4204 |  | Mixed Solvents
0187 |  |  | CONECT |  | HOSE CON | 3 | LL | N | RECOVERY 1ST NE CORNER SW OF D-4204 |  | Mixed Solvents
0187.01 |  |  | CONECT |  | BUSHING | 0.5 | LL | N | RECOVERY 1ST NE CORNER SW OF D-4204 |  | Mixed Solvents
0187.02 |  |  | CONECT |  | BUSHING | 0.5 | LL | N | RECOVERY 1ST NE CORNER SW OF D-4204 |  | Mixed Solvents
0187.03 |  |  | CONECT |  | FLANGE | 0.5 | LL | N | RECOVERY 1ST NE CORNER SW OF D-4204 |  | Mixed Solvents
0187.04 |  |  | CONECT |  | BUSHING | 0.5 | LL | N | RECOVERY 1ST NE CORNER SW OF D-4204 |  | Mixed Solvents
0187.05 |  |  | CONECT |  | FLANGE | 0.5 | LL | N | RECOVERY 1ST NE CORNER SW OF D-4204 |  | Mixed Solvents
0188 |  |  | VALVE |  | BALL | 0.5 | LL | N | RECOVERY 1ST NE CORNER S OF D-4204 |  | Mixed Solvents
0188.01 |  |  | CONECT |  | UNION | 0.5 | LL | N | RECOVERY 1ST NE CORNER S OF D-4204 |  | Mixed Solvents
0189 |  |  | VALVE |  | BALL | 0.5 | LL | N | RECOVERY 1ST NE CORNER SW OF D-4204 |  | Mixed Solvents
0189.01 |  |  | CONECT |  | VC-IN | 0.5 | LL | N | RECOVERY 1ST NE CORNER SW OF D-4204 |  | Mixed Solvents
0189.02 |  |  | CONECT |  | 90 DEG OUT | 0.5 | LL | N | RECOVERY 1ST NE CORNER SW OF D-4204 |  | Mixed Solvents
0189.03 |  |  | CONECT |  | 90 DEG IN | 0.5 | LL | N | RECOVERY 1ST NE CORNER SW OF D-4204 |  | Mixed Solvents
0189.04 |  |  | CONECT |  | NIPPLE | 0.5 | LL | N | RECOVERY 1ST NE CORNER SW OF D-4204 |  | Mixed Solvents
0189.05 |  |  | CONECT |  | VC-OUT | 0.5 | LL | N | RECOVERY 1ST NE CORNER SW OF D-4204 |  | Mixed Solvents
0189.06 |  |  | CONECT |  | TUBE FIT | 0.5 | LL | N | RECOVERY 1ST NE CORNER SW OF D-4204 |  | Mixed Solvents
0189.07 |  |  | CONECT |  | TUBE FIT | 0.5 | LL | N | RECOVERY 1ST NE CORNER SW OF D-4204 |  | Mixed Solvents
0189.08 |  |  | CONECT |  | TUBE FIT | 0.5 | LL | N | RECOVERY 1ST NE CORNER SW OF D-4204 |  | Mixed Solvents
0189.09 |  |  | CONECT |  | TUBE FIT | 0.5 | LL | N | RECOVERY 1ST NE CORNER SW OF D-4204 |  | Mixed Solvents
0189A |  |  | VALVE |  | BALL | 0.5 | LL | N | RECOVERY 1ST NE CORNER SW OF D-4204 |  | Mixed Solvents
0189B |  |  | VALVE |  | BALL | 0.5 | LL | N | RECOVERY 1ST NE CORNER SW OF D-4204 |  | Mixed Solvents
0190 |  |  | CONECT |  | FLANGE | 3 | LL | N | RECOVERY 1ST NE CORNER S ON D-4204 |  | Mixed Solvents
0190.01 |  |  | CONECT |  | BUSHING | 0.25 | LL | N | RECOVERY 1ST NE CORNER S ON D-4204 |  | Mixed Solvents
0190.02 |  |  | CONECT |  | TUBE FIT | 0.375 | LL | N | RECOVERY 1ST NE CORNER S ON D-4204 |  | Mixed Solvents
0191 |  |  | VALVE |  | BALL | 2 | LL | N | RECOVERY 1ST NE CORNER SE ON D-4204 |  | Mixed Solvents
0191.01 |  |  | CONECT |  | FLANGE | 1.5 | LL | N | RECOVERY 1ST NE CORNER SE ON D-4204 |  | Mixed Solvents
0192 |  |  | CONECT |  | MANWAY | 8 | LL | N | RECOVERY 1ST NE CORNER E ON D-4204 |  | Mixed Solvents
0192.01 |  |  | VALVE |  | CHECK | 2 | LL | N | RECOVERY 1ST NE CORNER E ON D-4204 INSULATED |  | Mixed Solvents
0193 |  |  | VALVE |  | BALL | 2 | LL | N | RECOVERY 1ST NE CORNER S UNDER ON D-4204 |  | Mixed Solvents
0193.01 |  |  | CONECT |  | SCRVEND | 2 | LL | N | RECOVERY 1ST NE CORNER S UNDER ON D-4204 |  | Mixed Solvents
0193.02 |  |  | CONECT |  | TEE | 2 | LL | N | RECOVERY 1ST NE CORNER S UNDER ON D-4204 |  | Mixed Solvents
0193.03 |  |  | CONECT |  | TEE | 2 | LL | N | RECOVERY 1ST NE CORNER S UNDER ON D-4204 |  | Mixed Solvents
0193.04 |  |  | CONECT |  | TEE | 2 | LL | N | RECOVERY 1ST NE CORNER S UNDER ON D-4204 |  | Mixed Solvents
0193.05 |  |  | CONECT |  | REDUCER | 1.5 | LL | N | RECOVERY 1ST NE CORNER S UNDER ON D-4204 |  | Mixed Solvents
0193.06 |  |  | CONECT |  | UNION | 1.5 | LL | N | RECOVERY 1ST NE CORNER S UNDER ON D-4204 |  | Mixed Solvents
0193.07 |  |  | CONECT |  | UNION IN | 1.5 | LL | N | RECOVERY 1ST NE CORNER S UNDER ON D-4204 |  | Mixed Solvents
0193.08 |  |  | CONECT |  | UNION OUT | 1.5 | LL | N | RECOVERY 1ST NE CORNER S UNDER ON D-4204 |  | Mixed Solvents
0194 |  |  | VALVE |  | BALL | 2 | LL | N | RECOVERY 1ST NE CORNER S UNDER ON D-4204 |  | Mixed Solvents
0194.01 |  |  | CONECT |  | SCRVEND | 2 | LL | N | RECOVERY 1ST NE CORNER S UNDER ON D-4204 |  | Mixed Solvents
0194.02 |  |  | CAP |  | POE | 2 | LL | N | RECOVERY 1ST NE CORNER S UNDER ON D-4204 |  | Mixed Solvents
0195 |  |  | VALVE |  | CONTROL VALVE | 4 | LL | N | RECOVERY 1ST NE CORNER ON D-4204 TOP |  | Mixed Solvents
0195.01 |  |  | CONECT |  | FLGVEND | 4 | LL | N | RECOVERY 1ST NE CORNER ON D-4204 TOP |  | Mixed Solvents
0195.02 |  |  | CONECT |  | FLGVEND | 4 | LL | N | RECOVERY 1ST NE CORNER ON D-4204 TOP |  | Mixed Solvents
0195.03 |  |  | CONECT |  | FLANGE | 2 | GV | N | RECOVERY 1ST NE CORNER ON D-4204 TOP |  | Mixed Solvents
0195.04 |  |  | CONECT |  | FLANGE | 4 | GV | N | RECOVERY 1ST NE CORNER ON D-4204 TOP |  | Mixed Solvents
0195A |  |  | VALVE |  | BALL | 2 | LL | N | RECOVERY 1ST NE CORNER ON D-4204 TOP |  | Mixed Solvents
0195A.01 |  |  | CONECT |  | FLG IN | 2 | LL | N | RECOVERY 1ST NE CORNER ON D-4204 TOP |  | Mixed Solvents
0195A.02 |  |  | CONECT |  | FLG OUT | 2 | LL | N | RECOVERY 1ST NE CORNER ON D-4204 TOP |  | Mixed Solvents
0195A.03 |  |  | CONECT |  | FLANGE | 1.5 | LL | N | RECOVERY 1ST NE CORNER ON D-4204 TOP |  | Mixed Solvents
0195B |  |  | VALVE |  | BALL | 1 | LL | N | RECOVERY 1ST NE CORNER ON D-4204 TOP |  | Mixed Solvents
0195B.01 |  |  | CONECT |  | VC-IN | 1 | LL | N | RECOVERY 1ST NE CORNER ON D-4204 TOP |  | Mixed Solvents
0195B.02 |  |  | CONECT |  | VC-OUT | 1 | LL | N | RECOVERY 1ST NE CORNER ON D-4204 TOP |  | Mixed Solvents
0195B.03 |  |  | CONECT |  | HOSE CON | 1 | LL | N | RECOVERY 1ST NE CORNER ON D-4204 TOP |  | Mixed Solvents
0196 |  |  | VALVE |  | BALL | 2 | LL | N | RECOVERY 1ST NE CORNER E OF 4216 N END |  | Mixed Solvents
0197 |  |  | VALVE |  | GATE | 1 | LL | N | RECOVERY 1ST NE CORNER E OF 4216 N END |  | Mixed Solvents
0198 |  |  | VALVE |  | BALL | 1 | LL | N | RECOVERY 1ST NE CORNER E OF 4216 N END |  | Mixed Solvents
0199.01 |  |  | CONECT |  | FLGVEND | 1.5 | LL | N | RECOVERY 1ST NE CORNER E OF 4216 N END |  | Mixed Solvents
0199.02 |  |  | CONECT |  | FLGVEND | 1.5 | LL | N | RECOVERY 1ST NE CORNER E OF 4216 N END |  | Mixed Solvents
0199.03 |  |  | CONECT |  | VC-IN | 1.5 | LL | N | RECOVERY 1ST NE CORNER E OF 4216 N END |  | Mixed Solvents
0199.04 |  |  | CONECT |  | VC-OUT | 1.5 | LL | N | RECOVERY 1ST NE CORNER E OF 4216 N END |  | Mixed Solvents
0199A |  |  | VALVE |  | CONTROL VALVE | 1.5 | LL | N | RECOVERY 1ST NE CORNER E OF 4216 N END |  | Mixed Solvents
0200 |  |  | VALVE |  | BALL | 2 | LL | N | RECOVERY 1ST NE CORNER E OF 4216 N END |  | Mixed Solvents
0200.01 |  |  | VALVE |  | CHECK | 2 | LL | N | RECOVERY 1ST NE CORNER E OF 4216 S END |  | Mixed Solvents
0200.02 |  |  | CONECT |  | PLUG | 1.5 | LL | N | RECOVERY 1ST NE CORNER E OF 4216 S END |  | Mixed Solvents
0201 |  |  | VALVE |  | BALL | 2 | LL | N | RECOVERY 1ST NE CORNER E OF 4216 S END |  | Mixed Solvents
0201.01 |  |  | CONECT |  | FLGVEND | 2 | LL | N | RECOVERY 1ST NE CORNER E OF 4216 S END |  | Mixed Solvents
0201.02 |  |  | CONECT |  | FLGVEND | 2 | LL | N | RECOVERY 1ST NE CORNER E OF 4216 S END |  | Mixed Solvents
0201A |  |  | CONECT |  | FLANGE | 2 | LL | N | RECOVERY 1ST NE CORNER ON E-4216 U2 BOTTOMS COOLER |  | Mixed Solvents
0202 |  |  | VALVE |  | BALL | 2 | LL | N | RECOVERY 1ST NE CORNER E OF 4216 S END |  | Mixed Solvents
0203 |  |  | VALVE |  | BALL | 1 | LL | N | RECOVERY 1ST NE CORNER E OF 4216 S END |  | Mixed Solvents
0203.01 |  |  | CAP |  | POE | 1 | LL | N | RECOVERY 1ST NE CORNER E OF 4216 S END |  | Mixed Solvents
0203.02 |  |  | CONECT |  | FLANGE | 1 | LL | N | RECOVERY 1ST NE CORNER E OF 4216 S END |  | Mixed Solvents
0204 |  |  | VALVE |  | BALL | 0.5 | LL | N | RECOVERY 1ST NE CORNER E OF 4216 S END |  | Mixed Solvents
0204.01 |  |  | CAP |  | POE | 1 | LL | N | RECOVERY 1ST NE CORNER E OF 4216 S END |  | Mixed Solvents
0204.02 |  |  | CONECT |  | FLANGE | 1 | LL | N | RECOVERY 1ST NE CORNER E OF 4216 S END |  | Mixed Solvents
0205 |  |  | VALVE |  | BALL | 2 | LL | N | RECOVERY 1ST NE CORNER W OF E- 4216 S END |  | Mixed Solvents
0205.01 |  |  | CONECT |  | FLGVEND | 2 | LL | N | RECOVERY 1ST NE CORNER W OF E- 4216 S END |  | Mixed Solvents
0205.02 |  |  | CONECT |  | FLGVEND | 2 | LL | N | RECOVERY 1ST NE CORNER W OF E- 4216 S END |  | Mixed Solvents
0205.03 |  |  | CONECT |  | FLANGE | 2 | LL | N | RECOVERY 1ST NE CORNER W OF E- 4216 S END |  | Mixed Solvents
0206 |  |  | VALVE |  | BALL | 1.5 | LL | N | RECOVERY 1ST NE CORNER W OF E- 4216 S END |  | Mixed Solvents
0206.01 |  |  | CAP |  | POE | 1.5 | LL | N | RECOVERY 1ST NE CORNER W OF E- 4216 S END |  | Mixed Solvents
0206.02 |  |  | CONECT |  | BUSHING | 2 | LL | N | RECOVERY 1ST NE CORNER W OF E- 4216 S END OH |  | Mixed Solvents
0206.03 |  |  | CONECT |  | UNION | 2 | LL | N | RECOVERY 1ST NE CORNER W OF E- 4216 S END OH |  | Mixed Solvents
0207 |  |  | VALVE |  | BALL | 0.75 | LL | N | RECOVERY 1ST NE CORNER W OF E- 4216 S END |  | Mixed Solvents
0207.01 |  |  | CAP |  | POE | 2 | LL | N | RECOVERY 1ST NE CORNER W OF E- 4216 S END |  | Mixed Solvents
0208 |  |  | RELIEF |  | RV | 1.5 | LL | D | RECOVERY 1ST NE CORNER W OF E- 4216 S END OH |  | Mixed Solvents
0208.01 |  |  | CONECT |  | FLGVEND | 1.5 | LL | N | RECOVERY 1ST NE CORNER W OF E- 4216 S END OH |  | Mixed Solvents
0208.02 |  |  | CONECT |  | FLGVEND | 3 | GV | N | RECOVERY 1ST NE CORNER W OF E- 4216 S END OH ( L-300) |  | Mixed Solvents
0209 |  |  | VALVE |  | BALL | 1.5 | LL | N | RECOVERY 1ST NE CORNER W OF E- 4216 |  | Mixed Solvents
0209.01 |  |  | CAP |  | POE | 1.5 | LL | N | RECOVERY 1ST NE CORNER W OF E- 4216 |  | Mixed Solvents
0210 |  |  | VALVE |  | BALL | 1.5 | LL | N | RECOVERY 1ST NE CORNER W OF E- 4216 OH |  | Mixed Solvents
0211A.05 |  |  | CAP |  | POE | 0.75 | LL | N | RECOVERY 1ST NE CORNER N ON P-4202 SUCTION |  | Mixed Solvents
0212 |  |  | VALVE |  | BALL | 2 | LL | N | RECOVERY 1ST NE CORNER N ON P-4202 SUCTION OH |  | Mixed Solvents
0213 |  |  | VALVE |  | BALL | 3 | LL | N | RECOVERY 1ST NE CORNER N ON P-4202 SUCTION OH |  | Mixed Solvents
0213.01 |  |  | CONECT |  | FLGVEND | 2 | LL | N | RECOVERY 1ST NE CORNER N ON P-4202 SUCTION OH |  | Mixed Solvents
0213.02 |  |  | CONECT |  | FLGVEND | 2 | LL | N | RECOVERY 1ST NE CORNER N ON P-4202 SUCTION OH |  | Mixed Solvents
0213.03 |  |  | CONECT |  | FLANGE | 2 | LL | N | RECOVERY 1ST NE CORNER N ON P-4202 SUCTION OH |  | Mixed Solvents
0214 |  |  | VALVE |  | BALL | 1 | LL | N | RECOVERY 1ST NE CORNER E ON D-4214 BOTTOM |  | Mixed Solvents
0214.01 |  |  | CONECT |  | BUSHING | 0.5 | LL | N | RECOVERY 1ST NE CORNER E ON D-4214 BOTTOM OH |  | Mixed Solvents
0214.02 |  |  | CONECT |  | UNION | 0.5 | LL | N | RECOVERY 1ST NE CORNER E ON D-4214 BOTTOM OH |  | Mixed Solvents
0215 |  |  | VALVE |  | BALL | 1.5 | LL | N | RECOVERY 1ST N ON P-4202 SUCTION |  | Mixed Solvents
0216 |  |  | VALVE |  | BALL | 0.75 | LL | N | RECOVERY 1ST N ON P-4202 SUCTION |  | Mixed Solvents
0216.01 |  |  | CAP |  | POE | 1 | LL | N | RECOVERY 1ST N ON P-4202 SUCTION |  | Mixed Solvents
0216.02 |  |  | CONECT |  | FLANGE | 2 | LL | N | RECOVERY 1ST N ON P-4202 SUCTION |  | Mixed Solvents
0217.01 |  |  | CONECT |  | SCRVEND | 0.5 | LL | N | RECOVERY 1ST N ON P-4202 SUCTION DRAIN |  | Mixed Solvents
0217.02 |  |  | CAP |  | POE | 0.5 | LL | N | RECOVERY 1ST N ON P-4202 SUCTION DRAIN |  | Mixed Solvents
0217.03 |  |  | CONECT |  | NIPPLE | 0.5 | LL | N | RECOVERY 1ST N ON P-4202 SUCTION DRAIN |  | Mixed Solvents
0218 |  |  | PUMP |  | DMS PUMP | 0 | LL | N | RECOVERY 1ST N ON P-4202 |  | Mixed Solvents
0218.01 |  |  | CONECT |  | FLG IN | 2 | LL | N | RECOVERY 1ST N ON P-4202 PUMP SUCTION |  | Mixed Solvents
0218.02 |  |  | CONECT |  | FLG OUT | 1 | LL | N | RECOVERY 1ST N ON P-4202 PUMP DISCHARGE |  | Mixed Solvents
0219 |  |  | VALVE |  | BALL | 0.75 | LL | N | RECOVERY 1ST N ON P-4202 PUMP DISCHARGE |  | Mixed Solvents
0219.01 |  |  | CONECT |  | SCRVEND | 0.75 | LL | N | RECOVERY 1ST N ON P-4202 PUMP DISCHARGE |  | Mixed Solvents
0219.02 |  |  | CONECT |  | REDUCER | 0.5 | LL | N | RECOVERY 1ST N ON P-4202 PUMP DISCHARGE |  | Mixed Solvents
0219.03 |  |  | CONECT |  | NIPPLE | 0.5 | LL | N | RECOVERY 1ST N ON P-4202 PUMP DISCHARGE |  | Mixed Solvents
0219.04 |  |  | CONECT |  | FLANGE | 0.5 | LL | N | RECOVERY 1ST N ON P-4202 PUMP DISCHARGE |  | Mixed Solvents
0220 |  |  | VALVE |  | BALL | 0.5 | LL | N | RECOVERY 1ST N ON P-4202 PUMP DISCHARGE |  | Mixed Solvents
0220.01 |  |  | CAP |  | POE | 1 | LL | N | RECOVERY 1ST N ON P-4202 PUMP DISCHARGE |  | Mixed Solvents
0220.02 |  |  | VALVE |  | CHECK | 1.5 | LL | N | RECOVERY 1ST N ON P-4202 PUMP DISCHARGE |  | Mixed Solvents
0221 |  |  | VALVE |  | BALL | 1.5 | LL | N | RECOVERY 1ST N ON P-4202 PUMP DISCHARGE |  | Mixed Solvents
0222 |  |  | VALVE |  | BALL | 1.5 | LL | N | RECOVERY 1ST N ON P-4202 PUMP DISCHARGE |  | Mixed Solvents
0222.01 |  |  | CAP |  |  | 1.5 | LL | N | RECOVERY 1ST N ON P-4202 PUMP DISCHARGE |  | Mixed Solvents
0223 |  |  | VALVE |  | BALL | 1.5 | LL | N | RECOVERY 1ST N OH S OF D-4214 BOTTOM |  | Mixed Solvents
0224 |  |  | CONECT |  | FLANGE | 4 | LL | N | RECOVERY 1ST N OH W ON D-4214 BOTTOM |  | Mixed Solvents
0225 |  |  | VALVE |  | BALL | 2 | LL | D | RECOVERY 1ST N CENTER OH E ON D-4217 |  | Mixed Solvents
0225.01 |  |  | CONECT |  | FLANGE | 2 | LL | N | RECOVERY 1ST N CENTER OH E ON D-4217 |  | Mixed Solvents
0226 |  |  | VALVE |  | BALL | 3 | LL | N | RECOVERY 1ST N CENTER D-4217 BOTTOM |  | Mixed Solvents
0226.01 |  |  | CONECT |  | FLGVEND | 3 | LL | N | RECOVERY 1ST N CENTER D-4217 BOTTOM |  | Mixed Solvents
0226.02 |  |  | CONECT |  | FLGVEND | 3 | LL | N | RECOVERY 1ST N CENTER D-4217 BOTTOM |  | Mixed Solvents
0227 |  |  | VALVE |  | BALL | 3 | LL | N | RECOVERY 1ST N CENTER D-4217 BOTTOM |  | Mixed Solvents
0227.01 |  |  | CONECT |  | FLGVEND | 3 | LL | N | RECOVERY 1ST N CENTER D-4217 BOTTOM |  | Mixed Solvents
0227.02 |  |  | CAP |  | POE | 3 | LL | N | RECOVERY 1ST N CENTER D-4217 BOTTOM |  | Mixed Solvents
0228 |  |  | VALVE |  | BALL | 3 | LL | N | RECOVERY 1ST N CENTER D-4217 BOTTOM |  | Mixed Solvents
0228.01 |  |  | CONECT |  | FLGVEND | 3 | LL | N | RECOVERY 1ST N CENTER D-4217 BOTTOM |  | Mixed Solvents
0228.02 |  |  | CAP |  | POE | 3 | LL | N | RECOVERY 1ST N CENTER D-4217 BOTTOM |  | Mixed Solvents
0228A |  |  | VALVE |  | BALL | 0.75 | LL | N | RECOVERY 1ST N CENTER D-4217 BOTTOM |  | Mixed Solvents
0228A.01 |  |  | CONECT |  | VC-IN | 0.75 | LL | N | RECOVERY 1ST N CENTER D-4217 BOTTOM |  | Mixed Solvents
0228A.02 |  |  | CONECT |  | VC-OUT | 0.75 | LL | N | RECOVERY 1ST N CENTER D-4217 BOTTOM |  | Mixed Solvents
0228A.03 |  |  | CONECT |  | NIPPLE | 0.75 | LL | N | RECOVERY 1ST N CENTER D-4217 BOTTOM |  | Mixed Solvents
0228A.04 |  |  | CONECT |  | HOSE CON | 0.75 | LL | N | RECOVERY 1ST N CENTER D-4217 BOTTOM |  | Mixed Solvents
0228A.05 |  |  | CONECT |  | NIPPLE | 0.75 | LL | N | RECOVERY 1ST N CENTER D-4217 BOTTOM |  | Mixed Solvents
0228A.06 |  |  | CONECT |  | REDUCER | 0.75 | LL | N | RECOVERY 1ST N CENTER D-4217 BOTTOM |  | Mixed Solvents
0228A.07 |  |  | CONECT |  | NIPPLE | 1 | LL | N | RECOVERY 1ST N CENTER D-4217 BOTTOM |  | Mixed Solvents
0228A.08 |  |  | CAP |  | POE | 1 | LL | N | RECOVERY 1ST N CENTER D-4217 BOTTOM |  | Mixed Solvents
0229 |  |  | VALVE |  | BALL | 2 | LL | N | RECOVERY 1ST N CENTER OH ON D-4217 S SIDE |  | Mixed Solvents
0229.01 |  |  | CONECT |  | FLGVEND | 2 | LL | N | RECOVERY 1ST N CENTER OH ON D-4217 S SIDE |  | Mixed Solvents
0229.02 |  |  | CONECT |  | FLGVEND | 2 | LL | N | RECOVERY 1ST N CENTER OH ON D-4217 S SIDE |  | Mixed Solvents
0229.03 |  |  | VALVE |  | CHECK | 2 | LL | N | RECOVERY 1ST N CENTER OH ON D-4217 S SIDE |  | Mixed Solvents
0229.04 |  |  | CONECT |  | FLGVEND | 2 | LL | N | RECOVERY 1ST N CENTER OH ON D-4217 S SIDE |  | Mixed Solvents
0229.05 |  |  | CONECT |  | FLANGE | 2 | LL | N | RECOVERY 1ST N CENTER OH ON D-4217 S SIDE |  | Mixed Solvents
0229.06 |  |  | CONECT |  | FLANGE | 2 | LL | N | RECOVERY 1ST N CENTER OH ON D-4217 S SIDE |  | Mixed Solvents
0230 |  |  | VALVE |  | BALL | 1 | LL | N | RECOVERY 1ST N CENTER OH ON D-4217 S SIDE |  | Mixed Solvents
0230.01 |  |  | CONECT |  | FLANGE | 1 | LL | N | RECOVERY 1ST N CENTER OH ON D-4217 S SIDE |  | Mixed Solvents
0231 |  |  | VALVE |  | BALL | 1 | LL | N | RECOVERY 1ST N CENTER SW OF D-4217 |  | Mixed Solvents
0231.01 |  |  | CAP |  | POE | 1 | LL | N | RECOVERY 1ST N CENTER SW OF D-4217 |  | Mixed Solvents
0232 |  |  | CONECT |  | FLANGE | 2 | LL | N | RECOVERY 1ST NW CORNER U1 PRODUCT COOLER BOTTOM |  | Mixed Solvents
0232.01 |  |  | CONECT |  | FLANGE | 2 | LL | N | RECOVERY 1ST NW CORNER U1 PRODUCT COOLER BOTTOM |  | Mixed Solvents
0232.02 |  |  | CONECT |  | FLANGE | 2 | LL | N | RECOVERY 1ST NW CORNER U1 PRODUCT COOLER BOTTOM |  | Mixed Solvents
0233 |  |  | VALVE |  | BALL | 1 | LL | N | RECOVERY 1ST NW CORNER SE OFU1 PRODUCT COOLER BOTTOM |  | Mixed Solvents
0233.01 |  |  | CAP |  | POE | 1 | LL | N | RECOVERY 1ST NW CORNER SE OFU1 PRODUCT COOLER BOTTOM |  | Mixed Solvents
0233A |  |  | VALVE |  | BALL | 2 | LL | N | RECOVERY 1ST NW CORNER SE OFU1 PRODUCT COOLER BOTTOM |  | Mixed Solvents
0233A.01 |  |  | CONECT |  | FLANGE | 2 | LL | N | RECOVERY 1ST NW CORNER SE OFU1 PRODUCT COOLER BOTTOM |  | Mixed Solvents
0233B |  |  | VALVE |  | BALL | 2 | LL | N | RECOVERY 1ST NW CORNER SE OFU1 PRODUCT COOLER BOTTOM |  | Mixed Solvents
0233B.01 |  |  | CONECT |  | FLANGE | 2 | LL | N | RECOVERY 1ST NW CORNER SE OFU1 PRODUCT COOLER BOTTOM |  | Mixed Solvents
0233C |  |  | VALVE |  | BALL | 1 | LL | N | RECOVERY 1ST NW CORNER SE OFU1 PRODUCT COOLER BOTTOM |  | Mixed Solvents
0233C.01 |  |  | CONECT |  | VC-IN | 1 | LL | N | RECOVERY 1ST NW CORNER SE OFU1 PRODUCT COOLER BOTTOM |  | Mixed Solvents
0233C.02 |  |  | CONECT |  | FLANGE | 2 | LL | N | RECOVERY 1ST NW CORNER SE OFU1 PRODUCT COOLER BOTTOM |  | Mixed Solvents
0233C.03 |  |  | CONECT |  | PLUG | 1 | LL | N | RECOVERY 1ST NW CORNER SE OFU1 PRODUCT COOLER BOTTOM |  | Mixed Solvents
0234 |  |  | VALVE |  | CONTROL VALVE | 2 | LL | N | RECOVERY 1ST NW CORNER SE OFU1 PRODUCT COOLER |  | Mixed Solvents
0235 |  |  | VALVE |  | BALL | 1 | LL | N | RECOVERY 1ST NW CORNER SE OFU1 PRODUCT COOLER |  | Mixed Solvents
0235.01 |  |  | CAP |  | POE | 1 | LL | N | RECOVERY 1ST NW CORNER SE OFU1 PRODUCT COOLER |  | Mixed Solvents
0236 |  |  | VALVE |  | BALL | 1 | LL | N | RECOVERY 1ST NW CORNER SE OFU1 PRODUCT COOLER |  | Mixed Solvents
0236.01 |  |  | CAP |  | POE | 1 | LL | N | RECOVERY 1ST NW CORNER SE OFU1 PRODUCT COOLER |  | Mixed Solvents
0237 |  |  | VALVE |  | CONTROL VALVE | 2 | LL | N | RECOVERY 1ST NW CORNER SE OFU1 PRODUCT COOLER |  | Mixed Solvents
0238 |  |  | VALVE |  | BALL | 1 | LL | N | RECOVERY 1ST NW CORNER SE OFU1 PRODUCT COOLER |  | Mixed Solvents
0238.01 |  |  | CAP |  | POE | 1 | LL | N | RECOVERY 1ST NW CORNER SE OFU1 PRODUCT COOLER |  | Mixed Solvents
0239 |  |  | VALVE |  | BALL | 0.5 | LL | N | RECOVERY 1ST NW CORNER E-4114 BOTTOM |  | Mixed Solvents
0239.01 |  |  | CONECT |  | SCRVEND | 0.5 | LL | N | RECOVERY 1ST NW CORNER E-4114 BOTTOM |  | Mixed Solvents
0239.02 |  |  | CAP |  | POE | 1 | LL | N | RECOVERY 1ST NW CORNER E-4114 BOTTOM |  | Mixed Solvents
0239.03 |  |  | CONECT |  | NIPPLE | 0.5 | LL | N | RECOVERY 1ST NW CORNER E-4114 BOTTOM |  | Mixed Solvents
0240 |  |  | VALVE |  | BALL | 0.5 | LL | N | RECOVERY 1ST NW CORNER E-4114 BOTTOM |  | Mixed Solvents
0240.01 |  |  | CONECT |  | SCRVEND | 0.5 | LL | N | RECOVERY 1ST NW CORNER E-4114 BOTTOM |  | Mixed Solvents
0240.02 |  |  | CAP |  | POE | 1 | LL | N | RECOVERY 1ST NW CORNER E-4114 BOTTOM |  | Mixed Solvents
0240.03 |  |  | CONECT |  | NIPPLE | 0.5 | LL | N | RECOVERY 1ST NW CORNER E-4114 BOTTOM |  | Mixed Solvents
0241 |  |  | VALVE |  | BALL | 0.75 | LL | N | RECOVERY 1ST NW CORNER E-4101 BOTTOM |  | Mixed Solvents
0241.01 |  |  | CAP |  | POE | 1 | LL | N | RECOVERY 1ST NW CORNER E-4101 BOTTOM |  | Mixed Solvents
0241.02 |  |  | CONECT |  | NIPPLE | 0.75 | LL | N | RECOVERY 1ST NW CORNER E-4101 BOTTOM |  | Mixed Solvents
0242 |  |  | VALVE |  | BALL | 0.75 | LL | N | RECOVERY 1ST NW CORNER E-4102 BOTTOM |  | Mixed Solvents
0242.01 |  |  | CAP |  | POE | 1 | LL | N | RECOVERY 1ST NW CORNER E-4102 BOTTOM |  | Mixed Solvents
0243 |  |  | VALVE |  | BALL | 1 | LL | N | RECOVERY 1ST NW CORNER NE OF P-4106 |  | Mixed Solvents
0243.01 |  |  | CAP |  | POE | 1 | LL | N | RECOVERY 1ST NW CORNER NE OF P-4106 |  | Mixed Solvents
0244 |  |  | VALVE |  | CONTROL VALVE | 6 | LL | N | RECOVERY 1ST NW CORNER NE OF P-4106 |  | Mixed Solvents
0245 |  |  | VALVE |  | BALL | 1 | LL | N | RECOVERY 1ST NW CORNER NE OF P-4106 |  | Mixed Solvents
0245.01 |  |  | CAP |  | POE | 1 | LL | N | RECOVERY 1ST NW CORNER NE OF P-4106 |  | Mixed Solvents
0246 |  |  | VALVE |  | BALL | 1 | LL | N | RECOVERY 1ST NW CORNER NE OF P-4106 |  | Mixed Solvents
0246.01 |  |  | CAP |  | POE | 1 | LL | N | RECOVERY 1ST NW CORNER NE OF P-4106 |  | Mixed Solvents
0247 |  |  | VALVE |  | BALL | 6 | LL | N | RECOVERY 1ST NW CORNER NE OF P-4106 OH |  | Mixed Solvents
0248 |  |  | VALVE |  | BALL | 6 | LL | N | RECOVERY 1ST NW CORNER NE OF P-4106 OH |  | Mixed Solvents
0249 |  |  | VALVE |  | BALL | 1 | LL | N | RECOVERY 1ST NW CORNER NE OF E-4114 BEHIND "I" BEAM |  | Mixed Solvents
0249.01 |  |  | CAP |  | POE | 1 | LL | N | RECOVERY 1ST NW CORNER NE OF E-4114 BEHIND "I" BEAM |  | Mixed Solvents
0250 |  |  | VALVE |  | BALL | 4 | LL | N | RECOVERY 1ST NW CORNER P-4106 PUMP SUCTION |  | Mixed Solvents
0251 |  |  | VALVE |  | BALL | 1 | LL | N | RECOVERY 1ST NW CORNER P-4106 PUMP SUCTION |  | Mixed Solvents
0251.01 |  |  | CAP |  | POE | 1 | LL | N | RECOVERY 1ST NW CORNER P-4106 PUMP SUCTION |  | Mixed Solvents
0251.02 |  |  | CONECT |  | FLANGE | 4 | LL | N | RECOVERY 1ST NW CORNER P-4106 PUMP SUCTION |  | Mixed Solvents
0251.03 |  |  | CONECT |  | FLANGE | 4 | LL | N | RECOVERY 1ST NW CORNER P-4106 PUMP SUCTION |  | Mixed Solvents
0252 |  |  | VALVE |  | BALL | 1 | LL | N | RECOVERY 1ST NW CORNER P-4106 PUMP SUCTION |  | Mixed Solvents
0252.01 |  |  | CAP |  | POE | 1 | LL | N | RECOVERY 1ST NW CORNER P-4106 PUMP SUCTION |  | Mixed Solvents
0253 |  |  | PUMP |  |  | 0 | LL | N | RECOVERY 1ST NW CORNER P-4106 PUMP |  | Mixed Solvents
0253.01 |  |  | CONECT |  | FLG IN | 2 | LL | N | RECOVERY 1ST NW CORNER P-4106 PUMP SUCTION |  | Mixed Solvents
0253.02 |  |  | CONECT |  | FLG OUT | 1 | LL | N | RECOVERY 1ST NW CORNER P-4106 PUMP DISCHARGE |  | Mixed Solvents
0253A |  |  | VALVE |  | BALL | 0.5 | LL | N | RECOVERY 1ST NW CORNER P-4106 PUMP |  | Mixed Solvents
0253A.01 |  |  | CONECT |  | VC-IN | 0.5 | LL | N | RECOVERY 1ST NW CORNER P-4106 PUMP |  | Mixed Solvents
0253A.02 |  |  | CONECT |  | NIPPLE | 0.5 | LL | N | RECOVERY 1ST NW CORNER P-4106 PUMP |  | Mixed Solvents
0253A.03 |  |  | CAP |  | POE | 0.5 | LL | N | RECOVERY 1ST NW CORNER P-4106 PUMP |  | Mixed Solvents
0254 |  |  | VALVE |  | BALL | 0.75 | LL | N | RECOVERY 1ST NW CORNER P-4106 PUMP DISCHARGE |  | Mixed Solvents
0254.01 |  |  | CONECT |  | SCRVEND | 0.75 | LL | N | RECOVERY 1ST NW CORNER P-4106 PUMP DISCHARGE |  | Mixed Solvents
0254.02 |  |  | CONECT |  | REDUCER | 0.5 | LL | N | RECOVERY 1ST NW CORNER P-4106 PUMP DISCHARGE |  | Mixed Solvents
0254.03 |  |  | CONECT |  | NIPPLE | 0.5 | LL | N | RECOVERY 1ST NW CORNER P-4106 PUMP DISCHARGE |  | Mixed Solvents
0254.04 |  |  | CONECT |  | FLANGE | 0.5 | LL | N | RECOVERY 1ST NW CORNER P-4106 PUMP DISCHARGE |  | Mixed Solvents
0254.05 |  |  | VALVE |  | CHECK | 3 | LL | N | RECOVERY 1ST NW CORNER P-4106 PUMP DISCHARGE |  | Mixed Solvents
0254.06 |  |  | CONECT |  | FLG IN | 3 | LL | N | RECOVERY 1ST NW CORNER P-4106 PUMP DISCHARGE |  | Mixed Solvents
0254.07 |  |  | CONECT |  | FLG OUT | 3 | LL | N | RECOVERY 1ST NW CORNER P-4106 PUMP DISCHARGE |  | Mixed Solvents
0255 |  |  | VALVE |  | BALL | 3 | LL | N | RECOVERY 1ST NW CORNER P-4106 PUMP DISCHARGE |  | Mixed Solvents
0256 |  |  | VALVE |  | BALL | 1 | LL | D | RECOVERY 1ST NW CORNER OH NE ON D-4103 BOTTOM |  | Mixed Solvents
0256.01 |  |  | CAP |  | POE | 1 | LL | D | RECOVERY 1ST NW CORNER OH NE ON D-4103 BOTTOM |  | Mixed Solvents
0256.02 |  |  | CONECT |  | FLANGE | 1 | LL | N | RECOVERY 1ST NW CORNER OH NE ON D-4103 BOTTOM |  | Mixed Solvents
0256.03 |  |  | CONECT |  | FLANGE | 8 | LL | N | RECOVERY 1ST NW CORNER OH W ON D-4103 BOTTOM |  | Mixed Solvents
0257 |  |  | VALVE |  | BALL | 8 | LL | N | RECOVERY 1ST NW CORNER P-4104 PUMP SUCTION |  | Mixed Solvents
0258 |  |  | VALVE |  | BALL | 1 | LL | N | RECOVERY 1ST NW CORNER P-4104 PUMP SUCTION |  | Mixed Solvents
0258.01 |  |  | CONECT |  | FLANGE | 8 | LL | N | RECOVERY 1ST NW CORNER P-4104 PUMP SUCTION |  | Mixed Solvents
0258.02 |  |  | CONECT |  | FLANGE | 8 | LL | N | RECOVERY 1ST NW CORNER P-4104 PUMP SUCTION |  | Mixed Solvents
0259 |  |  | PUMP |  | DMS PUMP | 0 | LL | N | RECOVERY 1ST NW CORNER P-4104 PUMP |  | Mixed Solvents
0259.01 |  |  | CONECT |  | FLG IN | 4 | LL | N | RECOVERY 1ST NW CORNER P-4104 PUMP SUCTION |  | Mixed Solvents
0259.02 |  |  | CONECT |  | FLG OUT | 3 | LL | N | RECOVERY 1ST NW CORNER P-4104 PUMP DISCHARGE |  | Mixed Solvents
0259A |  |  | VALVE |  | BALL | 0.5 | LL | N | RECOVERY 1ST NW CORNER P-4104 PUMP |  | Mixed Solvents
0259A.01 |  |  | CONECT |  | VC-IN | 0.5 | LL | N | RECOVERY 1ST NW CORNER P-4104 PUMP |  | Mixed Solvents
0259A.02 |  |  | CONECT |  | NIPPLE | 0.5 | LL | N | RECOVERY 1ST NW CORNER P-4104 PUMP |  | Mixed Solvents
0259A.03 |  |  | CAP |  | POE | 0.5 | LL | N | RECOVERY 1ST NW CORNER P-4104 PUMP |  | Mixed Solvents
0260 |  |  | VALVE |  | BALL | 0.5 | LL | N | RECOVERY 1ST NW CORNER P-4104 PUMP DISCHARGE |  | Mixed Solvents
0260.01 |  |  | CAP |  | POE | 0.5 | LL | N | RECOVERY 1ST NW CORNER P-4104 PUMP DISCHARGE |  | Mixed Solvents
0261 |  |  | VALVE |  | BALL | 0.5 | LL | N | RECOVERY 1ST NW CORNER P-4104 PUMP DISCHARGE |  | Mixed Solvents
0261.01 |  |  | CONECT |  | NIPPLE | 0.5 | LL | N | RECOVERY 1ST NW CORNER P-4104 PUMP DISCHARGE |  | Mixed Solvents
0261.02 |  |  | CONECT |  | FLANGE | 0.5 | LL | N | RECOVERY 1ST NW CORNER P-4104 PUMP DISCHARGE |  | Mixed Solvents
0262 |  |  | VALVE |  | CHECK | 6 | LL | N | RECOVERY 1ST NW CORNER P-4104 PUMP DISCHARGE |  | Mixed Solvents
0262.01 |  |  | CONECT |  | FLGVEND | 6 | LL | N | RECOVERY 1ST NW CORNER P-4104 PUMP DISCHARGE |  | Mixed Solvents
0262.02 |  |  | CONECT |  | FLGVEND | 6 | LL | N | RECOVERY 1ST NW CORNER P-4104 PUMP DISCHARGE |  | Mixed Solvents
0263 |  |  | VALVE |  | BALL | 1 | LL | N | RECOVERY 1ST NW CORNER P-4104 PUMP DISCHARGE |  | Mixed Solvents
0263.01 |  |  | CONECT |  | SCRVEND | 1 | LL | N | RECOVERY 1ST NW CORNER P-4104 PUMP DISCHARGE |  | Mixed Solvents
0263.02 |  |  | CONECT |  | COUPLING | 1 | LL | N | RECOVERY 1ST NW CORNER P-4104 PUMP DISCHARGE |  | Mixed Solvents
0263.03 |  |  | CONECT |  | COUPLING | 1 | LL | N | RECOVERY 1ST NW CORNER P-4104 PUMP DISCHARGE |  | Mixed Solvents
0264 |  |  | VALVE |  | BALL | 1 | LL | N | RECOVERY 1ST NW CORNER P-4104 PUMP DISCHARGE |  | Mixed Solvents
0264.01 |  |  | CONECT |  | SCRVEND | 1 | LL | N | RECOVERY 1ST NW CORNER P-4104 PUMP DISCHARGE |  | Mixed Solvents
0264.02 |  |  | CAP |  | POE | 1 | LL | N | RECOVERY 1ST NW CORNER P-4104 PUMP DISCHARGE |  | Mixed Solvents
0265 |  |  | VALVE |  | BALL | 6 | LL | N | RECOVERY 1ST NW CORNER P-4104 PUMP DISCHARGE |  | Mixed Solvents
0265.01 |  |  | CONECT |  | FLGVEND | 6 | LL | N | RECOVERY 1ST NW CORNER P-4104 PUMP DISCHARGE |  | Mixed Solvents
0265.02 |  |  | CONECT |  | FLGVEND | 6 | LL | N | RECOVERY 1ST NW CORNER P-4104 PUMP DISCHARGE |  | Mixed Solvents
0266 |  |  | VALVE |  | BALL | 1 | LL | N | RECOVERY 1ST NW CORNER P-4104 PUMP DISCHARGE |  | Mixed Solvents
0266.01 |  |  | CAP |  | POE | 1 | LL | N | RECOVERY 1ST NW CORNER P-4104 PUMP DISCHARGE |  | Mixed Solvents
0267 |  |  | CONECT |  | NIPPLE | 0.5 | LL | N | RECOVERY 2ND SE CORNER SE OF T-4207 |  | Mixed Solvents
0267.01 |  |  | CONECT |  | UNION | 0.5 | LL | N | RECOVERY 2ND SE CORNER SE OF T-4207 |  | Mixed Solvents
0268 |  |  | CONECT |  | FLOW METER | 1 | LL | N | RECOVERY 2ND SE CORNER SE OF T-4207 |  | Mixed Solvents
0268.01 |  |  | CONECT |  | FLG END | 1 | LL | N | RECOVERY 2ND SE CORNER SE OF T-4207 |  | Mixed Solvents
0268.02 |  |  | CONECT |  | FLG END | 1 | LL | N | RECOVERY 2ND SE CORNER SE OF T-4207 |  | Mixed Solvents
0269 |  |  | CONECT |  | MANWAY | 18 | GV | N | RECOVERY 2ND SE CORNER S ON T-4207 |  | Mixed Solvents
0269.01 |  |  | CONECT |  | FLANGE | 6 | GV | N | RECOVERY 2ND SE CORNER W ON T-4207 |  | Mixed Solvents
0270 |  |  | VALVE |  | BALL | 2 | GV | N | RECOVERY 2ND SE CORNER E ON T-4207 |  | Mixed Solvents
0270.01 |  |  | CONECT |  | FLGVEND | 2 | GV | N | RECOVERY 2ND SE CORNER E ON T-4207 |  | Mixed Solvents
0270.02 |  |  | CONECT |  | FLGVEND | 2 | GV | N | RECOVERY 2ND SE CORNER E ON T-4207 |  | Mixed Solvents
0270.03 |  |  | CONECT |  | FLANGE | 6 | GV | N | RECOVERY 2ND SE CORNER E ON T-4207 |  | Mixed Solvents
0270.04 |  |  | CONECT |  | FLANGE | 2 | GV | N | RECOVERY 2ND SE CORNER E ON T-4207 |  | Mixed Solvents
0270.05 |  |  | CONECT |  | FLANGE | 2 | GV | N | RECOVERY 2ND SE CORNER E ON T-4207 |  | Mixed Solvents
0271 |  |  | CONECT |  | FLANGE | 3 | GV | N | RECOVERY 2ND SE CORNER N ON T-4207 |  | Mixed Solvents
0271.01 |  |  | CONECT |  | NIPPLE | 0.75 | GV | N | RECOVERY 2ND SE CORNER N ON T-4207 |  | Mixed Solvents
0271.02 |  |  | CONECT |  | REDUCER | 0.5 | GV | N | RECOVERY 2ND SE CORNER N ON T-4207 |  | Mixed Solvents
0271.03 |  |  | CONECT |  | UNION | 0.5 | GV | N | RECOVERY 2ND SE CORNER N ON T-4207 |  | Mixed Solvents
0271.04 |  |  | CONECT |  | FLANGE | 3 | GV | N | RECOVERY 2ND SE CORNER N ON T-4207 |  | Mixed Solvents
0271.05 |  |  | CONECT |  | FLANGE | 3 | GV | N | RECOVERY 2ND SE CORNER N ON T-4207 OH |  | Mixed Solvents
0271.06 |  |  | CONECT |  | FLANGE | 3 | GV | N | RECOVERY 2ND SE CORNER N ON T-4207 OH |  | Mixed Solvents
0271.07 |  |  | CONECT |  | FLANGE | 3 | GV | N | RECOVERY 2ND SE CORNER N ON T-4207 OH |  | Mixed Solvents
0271.08 |  |  | CONECT |  | FLANGE | 3 | GV | N | RECOVERY 2ND SE CORNER N ON T-4207 OH |  | Mixed Solvents
0271.09 |  |  | CONECT |  | FLANGE | 3 | GV | N | RECOVERY 2ND SE CORNER N ON T-4207 OH |  | Mixed Solvents
0271.10 |  |  | CONECT |  | FLANGE | 3 | GV | N | RECOVERY 2ND SE CORNER N ON T-4207 OH |  | Mixed Solvents
0271.11 |  |  | CONECT |  | FLANGE | 3 | GV | N | RECOVERY 2ND SE CORNER N ON T-4207 OH |  | Mixed Solvents
0272 |  |  | VALVE |  | BALL | 0.75 | LL | N | RECOVERY 2ND SE CORNER NE OF T-4207 OH |  | Mixed Solvents
0272.01 |  |  | CAP |  | POE | 0.75 | LL | N | RECOVERY 2ND SE CORNER NE OF T-4207 OH |  | Mixed Solvents
0273 |  |  | RELIEF |  | RV | 1.5 | LL | N | RECOVERY 2ND SE CORNER NE OF T-4207 OH |  | Mixed Solvents
0273.01 |  |  | CONECT |  | FLGVEND | 1.5 | LL | N | RECOVERY 2ND SE CORNER NE OF T-4207 OH |  | Mixed Solvents
0273.02 |  |  | CONECT |  | FLGVEND | 3 | GV | N | RECOVERY 2ND SE CORNER NE OF T-4207 OH (L-300) |  | Mixed Solvents
0274 |  |  | VALVE |  | BALL | 1.5 | LL | N | RECOVERY 2ND SE CORNER E OF E-4211 |  | Mixed Solvents
0275 |  |  | VALVE |  | BALL | 0.5 | LL | N | RECOVERY 2ND SE CORNER ON E-4211 TOP |  | Mixed Solvents
0275.01 |  |  | CAP |  | POE | 0.5 | LL | N | RECOVERY 2ND SE CORNER ON E-4211 TOP |  | Mixed Solvents
0275.02 |  |  | CONECT |  | FLANGE | 1 | LL | N | RECOVERY 2ND SE CORNER ON E-4211 TOP |  | Mixed Solvents
0276 |  |  | VALVE |  | BALL | 0.75 | LL | N | RECOVERY 2ND SE CORNER ON E-4211 TOP |  | Mixed Solvents
0276.01 |  |  | CONECT |  | SCRVEND | 0.75 | LL | N | RECOVERY 2ND SE CORNER ON E-4211 TOP |  | Mixed Solvents
0276.02 |  |  | CAP |  | POE | 0.75 | LL | N | RECOVERY 2ND SE CORNER ON E-4211 TOP |  | Mixed Solvents
0276.03 |  |  | CONECT |  | NIPPLE | 0.75 | LL | N | RECOVERY 2ND SE CORNER ON E-4211 TOP |  | Mixed Solvents
0277 |  |  | VALVE |  | BALL | 0.75 | LL | N | RECOVERY 2ND SE CORNER ON E-4211 TOP |  | Mixed Solvents
0277.01 |  |  | CONECT |  | SCRVEND | 0.75 | LL | N | RECOVERY 2ND SE CORNER ON E-4211 TOP |  | Mixed Solvents
0277.02 |  |  | CAP |  | POE | 0.75 | LL | N | RECOVERY 2ND SE CORNER ON E-4211 TOP |  | Mixed Solvents
0277.03 |  |  | CONECT |  | NIPPLE | 0.75 | LL | N | RECOVERY 2ND SE CORNER ON E-4211 TOP |  | Mixed Solvents
0278 |  |  | VALVE |  | BALL | 0.75 | LL | N | RECOVERY 2ND SE CORNER ON E-4211 TOP |  | Mixed Solvents
0278.01 |  |  | CONECT |  | SCRVEND | 0.75 | LL | N | RECOVERY 2ND SE CORNER ON E-4211 TOP |  | Mixed Solvents
0278.02 |  |  | CAP |  | POE | 0.75 | LL | N | RECOVERY 2ND SE CORNER ON E-4211 TOP |  | Mixed Solvents
0278.03 |  |  | CONECT |  | NIPPLE | 0.75 | LL | N | RECOVERY 2ND SE CORNER ON E-4211 TOP |  | Mixed Solvents
0279 |  |  | VALVE |  | BALL | 0.75 | LL | N | RECOVERY 2ND SE CORNER W OF E-4211 TOP |  | Mixed Solvents
0279.01 |  |  | CAP |  | POE | 0.75 | LL | N | RECOVERY 2ND SE CORNER W OF E-4211 TOP |  | Mixed Solvents
0279.02 |  |  | CONECT |  | FLANGE | 0.75 | LL | N | RECOVERY 2ND SE CORNER W OF E-4211 TOP |  | Mixed Solvents
0280 |  |  | VALVE |  | BALL | 1.5 | LL | N | RECOVERY 2ND SE CORNER W OF E-4211 TOP |  | Mixed Solvents
0281 |  |  | CONECT |  | NIPPLE | 0.5 | LL | N | RECOVERY 2ND SE CORNER W OF E-4211 TOP |  | Mixed Solvents
0281.01 |  |  | CONECT |  | UNION | 0.5 | LL | N | RECOVERY 2ND SE CORNER W OF E-4211 TOP |  | Mixed Solvents
0281.02 |  |  | VALVE |  | CHECK | 1.5 | LL | N | RECOVERY 2ND SE CORNER N OF E-4211 (INSULATED) |  | Mixed Solvents
0282 |  |  | VALVE |  | BALL | 0.75 | LL | N | RECOVERY 2ND SE CORNER N OF E-4211 |  | Mixed Solvents
0282.01 |  |  | CAP |  | POE | 0.75 | LL | N | RECOVERY 2ND SE CORNER N OF E-4211 |  | Mixed Solvents
0283 |  |  | VALVE |  | BALL | 1.5 | LL | N | RECOVERY 2ND SE CORNER N OF E-4211 |  | Mixed Solvents
0284 |  |  | VALVE |  | BALL | 1.5 | LL | N | RECOVERY 2ND SE CORNER NE OF E-4211 |  | Mixed Solvents
0285 |  |  | VALVE |  | BALL | 1.5 | LL | N | RECOVERY 2ND SE CORNER NE OF E-4211 |  | Mixed Solvents
0286 |  |  | VALVE |  | BALL | 1.5 | LL | N | RECOVERY 2ND SE CORNER NE OF E-4211 |  | Mixed Solvents
0287 |  |  | VALVE |  | CONTROL VALVE | 1.5 | LL | N | RECOVERY 2ND SE CORNER NE OF E-4211 |  | Mixed Solvents
0287.01 |  |  | CONECT |  | FLGVEND | 1.5 | LL | N | RECOVERY 2ND SE CORNER NE OF E-4211 |  | Mixed Solvents
0287.02 |  |  | CONECT |  | FLGVEND | 1.5 | LL | N | RECOVERY 2ND SE CORNER NE OF E-4211 |  | Mixed Solvents
0288 |  |  | VALVE |  | BALL | 0.75 | LL | N | RECOVERY 2ND SE CORNER NE OF E-4211 |  | Mixed Solvents
0288.01 |  |  | CAP |  | POE | 0.75 | LL | N | RECOVERY 2ND SE CORNER NE OF E-4211 |  | Mixed Solvents
0289 |  |  | VALVE |  | BALL | 1.5 | LL | N | RECOVERY 2ND SE CORNER NE OF E-4211 |  | Mixed Solvents
0290 |  |  | VALVE |  | GATE | 1.5 | LL | N | RECOVERY 2ND SE CORNER NE OF E-4211 |  | Mixed Solvents
0291 |  |  | VALVE |  | GATE | 2 | LL | N | RECOVERY 2ND S-4218 BOTTOM E END |  | Mixed Solvents
0291.01 |  |  | CONECT |  | FLGVEND | 2 | LL | N | RECOVERY 2ND S-4218 BOTTOM E END |  | Mixed Solvents
0291.02 |  |  | CAP |  | POE | 2 | LL | N | RECOVERY 2ND S-4218 BOTTOM E END |  | Mixed Solvents
0291.03 |  |  | CONECT |  | FLANGE | 3 | LL | N | RECOVERY 2ND S-4218 BOTTOM E END |  | Mixed Solvents
0292 |  |  | VALVE |  | GATE | 2 | LL | N | RECOVERY 2ND S-4218 BOTTOM E END S SIDE |  | Mixed Solvents
0292.01 |  |  | CONECT |  | FLGVEND | 2 | LL | N | RECOVERY 2ND S-4218 BOTTOM E END S SIDE |  | Mixed Solvents
0292.02 |  |  | CONECT |  | FLGVEND | 2 | LL | N | RECOVERY 2ND S-4218 BOTTOM E END S SIDE |  | Mixed Solvents
0293 |  |  | VALVE |  | CONTROL VALVE | 2 | LL | N | RECOVERY 2ND S-4218 BOTTOM E END S SIDE |  | Mixed Solvents
0293.01 |  |  | CONECT |  | FLGVEND | 2 | LL | N | RECOVERY 2ND S-4218 BOTTOM E END S SIDE |  | Mixed Solvents
0293.02 |  |  | CONECT |  | FLGVEND | 2 | LL | N | RECOVERY 2ND S-4218 BOTTOM E END S SIDE |  | Mixed Solvents
0294 |  |  | VALVE |  | GATE | 1.5 | LL | N | RECOVERY 2ND S-4218 BOTTOM CENTER |  | Mixed Solvents
0294.01 |  |  | CAP |  | POE | 1.5 | LL | N | RECOVERY 2ND S-4218 BOTTOM CENTER |  | Mixed Solvents
0294.02 |  |  | CONECT |  | FLANGE | 3 | LL | N | RECOVERY 2ND S-4218 BOTTOM CENTER |  | Mixed Solvents
0295 |  |  | VALVE |  | GATE | 2 | LL | N | RECOVERY 2ND S-4218 BOTTOM S SIDE |  | Mixed Solvents
0295.01 |  |  | CONECT |  | FLGVEND | 2 | LL | N | RECOVERY 2ND S-4218 BOTTOM S SIDE |  | Mixed Solvents
0295.02 |  |  | CONECT |  | FLGVEND | 2 | LL | N | RECOVERY 2ND S-4218 BOTTOM S SIDE |  | Mixed Solvents
0296 |  |  | VALVE |  | CONTROL VALVE | 2 | LL | N | RECOVERY 2ND S-4218 BOTTOM S SIDE |  | Mixed Solvents
0296.01 |  |  | CONECT |  | FLGVEND | 2 | LL | N | RECOVERY 2ND S-4218 BOTTOM S SIDE |  | Mixed Solvents
0296.02 |  |  | CONECT |  | FLGVEND | 2 | LL | N | RECOVERY 2ND S-4218 BOTTOM S SIDE |  | Mixed Solvents
0297 |  |  | VALVE |  | CONTROL VALVE | 2 | LL | N | RECOVERY 2ND S-4218 BOTTOM W END |  | Mixed Solvents
0297.01 |  |  | CONECT |  | FLGVEND | 2 | LL | N | RECOVERY 2ND S-4218 BOTTOM W END |  | Mixed Solvents
0297.02 |  |  | CONECT |  | FLGVEND | 2 | LL | N | RECOVERY 2ND S-4218 BOTTOM W END |  | Mixed Solvents
0298 |  |  | VALVE |  | GATE | 1.5 | LL | N | RECOVERY 2ND S-4218 BOTTOM W END |  | Mixed Solvents
0298.01 |  |  | CAP |  | POE | 1.5 | LL | N | RECOVERY 2ND S-4218 BOTTOM W END |  | Mixed Solvents
0299 |  |  | VALVE |  | CONTROL VALVE | 2 | LL | N | RECOVERY 2ND S-4218 BOTTOM W END |  | Mixed Solvents
0299.01 |  |  | CONECT |  | FLGVEND | 2 | LL | N | RECOVERY 2ND S-4218 BOTTOM W END |  | Mixed Solvents
0299.02 |  |  | CONECT |  | FLGVEND | 2 | LL | N | RECOVERY 2ND S-4218 BOTTOM W END |  | Mixed Solvents
0299.03 |  |  | CONECT |  | FLANGE | 3 | LL | N | RECOVERY 2ND S-4218 BOTTOM W END |  | Mixed Solvents
0300 |  |  | CONECT |  | FLANGE | 1 | LL | N | RECOVERY 2ND S-4218 S SIDE |  | Mixed Solvents
0300.01 |  |  | CONECT |  | NIPPLE | 0.5 | LL | N | RECOVERY 2ND S-4218 S SIDE |  | Mixed Solvents
0300.02 |  |  | CONECT |  | UNION | 0.5 | LL | N | RECOVERY 2ND S-4218 S SIDE |  | Mixed Solvents
0301 |  |  | CONECT |  | MANWAY | 24 | LL | N | RECOVERY 2ND S-4218 E END |  | Mixed Solvents
0301.01 |  |  | CONECT |  | FLANGE | 4 | GV | N | RECOVERY 2ND S-4218 E END TOP |  | Mixed Solvents
0301.02 |  |  | CONECT |  | FLANGE | 3 | LL | N | RECOVERY 2ND S-4218 E END TOP |  | Mixed Solvents
0302 |  |  | VALVE |  |  | 1 | LL | N | RECOVERY 2ND S-4218 TOP CENTER |  | Mixed Solvents
0302.01 |  |  | CONECT |  | SCRVEND | 1 | LL | N | RECOVERY 2ND S-4218 TOP CENTER |  | Mixed Solvents
0302.02 |  |  | CONECT |  | SCRVEND | 1 | LL | N | RECOVERY 2ND S-4218 TOP CENTER |  | Mixed Solvents
0302.03 |  |  | CONECT |  | FLANGE | 1.5 | LL | N | RECOVERY 2ND S-4218 TOP CENTER |  | Mixed Solvents
0302.04 |  |  | CONECT |  | TEE | 1 | LL | N | RECOVERY 2ND S-4218 TOP CENTER |  | Mixed Solvents
0302.05 |  |  | CONECT |  | TEE | 1 | LL | N | RECOVERY 2ND S-4218 TOP CENTER |  | Mixed Solvents
0302.06 |  |  | CONECT |  | TEE | 1 | LL | N | RECOVERY 2ND S-4218 TOP CENTER |  | Mixed Solvents
0303 |  |  | VALVE |  |  | 1 | LL | N | RECOVERY 2ND S-4218 TOP CENTER |  | Mixed Solvents
0303.01 |  |  | CONECT |  | SCRVEND | 1 | LL | N | RECOVERY 2ND S-4218 TOP CENTER |  | Mixed Solvents
0303.02 |  |  | CONECT |  | SCRVEND | 1 | LL | N | RECOVERY 2ND S-4218 TOP CENTER |  | Mixed Solvents
0303.03 |  |  | CONECT |  | 90 DEG IN | 1 | LL | N | RECOVERY 2ND S-4218 TOP CENTER |  | Mixed Solvents
0303.04 |  |  | CONECT |  | 90 DEG OUT | 1 | LL | N | RECOVERY 2ND S-4218 TOP CENTER |  | Mixed Solvents
0304 |  |  | CONECT |  | 90 DEG IN | 1 | LL | N | RECOVERY 2ND ABOVE S-4218 TOP CENTER |  | Mixed Solvents
0304.01 |  |  | CONECT |  | 90 DEG OUT | 1 | LL | N | RECOVERY 2ND ABOVE S-4218 TOP CENTER |  | Mixed Solvents
0304.02 |  |  | CONECT |  | 90 DEG IN | 1 | LL | N | RECOVERY 2ND ABOVE S-4218 TOP CENTER |  | Mixed Solvents
0304.03 |  |  | CONECT |  | 90 DEG OUT | 1 | LL | N | RECOVERY 2ND ABOVE S-4218 TOP CENTER |  | Mixed Solvents
0304.04 |  |  | CONECT |  | 90 DEG IN | 1 | LL | N | RECOVERY 2ND O/H N OF S-4218 E END |  | Mixed Solvents
0304.05 |  |  | CONECT |  | 90 DEG OUT | 1 | LL | N | RECOVERY 2ND O/H N OF S-4218 E END |  | Mixed Solvents
0305 |  |  | RELIEF |  | RV | 3 | GV | N | RECOVERY 2ND ABOVE S-4218 TOP EAST END |  | Mixed Solvents
0305.01 |  |  | CONECT |  | FLGVEND | 3 | GV | N | RECOVERY 2ND ABOVE S-4218 TOP EAST END |  | Mixed Solvents
0305.02 |  |  | CONECT |  | FLGVEND | 6 | GV | N | RECOVERY 2ND ABOVE S-4218 TOP EAST END |  | Mixed Solvents
0306 |  |  | CONECT |  | FLANGE | 1.5 | GV | N | RECOVERY 2ND S-4218 TOP CENTER |  | Mixed Solvents
0306.01 |  |  | CONECT |  | 90 DEG IN | 0.5 | GV | N | RECOVERY 2ND S-4218 TOP CENTER |  | Mixed Solvents
0306.02 |  |  | CONECT |  | 90 DEG OUT | 0.5 | GV | N | RECOVERY 2ND S-4218 TOP CENTER |  | Mixed Solvents
0306.03 |  |  | CONECT |  | UNION | 0.5 | GV | N | RECOVERY 2ND S-4218 TOP CENTER |  | Mixed Solvents
0306.04 |  |  | CONECT |  | UNION IN | 0.5 | GV | N | RECOVERY 2ND S-4218 TOP CENTER |  | Mixed Solvents
0306.05 |  |  | CONECT |  | UNION OUT | 0.5 | GV | N | RECOVERY 2ND S-4218 TOP CENTER |  | Mixed Solvents
0306.06 |  |  | CONECT |  | 90 DEG IN | 0.5 | GV | N | RECOVERY 2ND S-4218 TOP CENTER |  | Mixed Solvents
0306.07 |  |  | CONECT |  | 90 DEG OUT | 0.5 | GV | N | RECOVERY 2ND S-4218 TOP CENTER |  | Mixed Solvents
0306.08 |  |  | CONECT |  | 90 DEG IN | 0.5 | GV | N | RECOVERY 2ND S-4218 TOP CENTER |  | Mixed Solvents
0306.09 |  |  | CONECT |  | 90 DEG OUT | 0.5 | GV | N | RECOVERY 2ND S-4218 TOP CENTER |  | Mixed Solvents
0307 |  |  | VALVE |  |  | 2 | GV | N | RECOVERY 2ND S-4218 TOP CENTER |  | Mixed Solvents
0307.01 |  |  | CONECT |  | FLGVEND | 2 | GV | N | RECOVERY 2ND S-4218 TOP CENTER |  | Mixed Solvents
0307.02 |  |  | CONECT |  | FLGVEND | 2 | GV | N | RECOVERY 2ND S-4218 TOP CENTER |  | Mixed Solvents
0307.03 |  |  | CONECT |  | FLANGE | 4 | LL | N | RECOVERY 2ND S-4218 TOP CENTER |  | Mixed Solvents
0308 |  |  | CONECT |  | FLANGE | 1.5 | GV | N | RECOVERY 2ND S-4218 TOP CENTER |  | Mixed Solvents
0308.01 |  |  | CONECT |  | 90 DEG IN | 0.5 | GV | N | RECOVERY 2ND S-4218 TOP CENTER |  | Mixed Solvents
0308.02 |  |  | CONECT |  | 90 DEG OUT | 0.5 | GV | N | RECOVERY 2ND S-4218 TOP CENTER |  | Mixed Solvents
0308.03 |  |  | CONECT |  | UNION | 0.5 | GV | N | RECOVERY 2ND S-4218 TOP CENTER |  | Mixed Solvents
0308.04 |  |  | CONECT |  | UNION IN | 0.5 | GV | N | RECOVERY 2ND S-4218 TOP CENTER |  | Mixed Solvents
0308.05 |  |  | CONECT |  | UNION OUT | 0.5 | GV | N | RECOVERY 2ND S-4218 TOP CENTER |  | Mixed Solvents
0308.06 |  |  | CONECT |  | 90 DEG IN | 0.5 | GV | N | RECOVERY 2ND S-4218 TOP CENTER |  | Mixed Solvents
0308.7 |  |  | CONECT |  | 90 DEG OUT | 0.5 | GV | N | RECOVERY 2ND S-4218 TOP CENTER |  | Mixed Solvents
0309 |  |  | VALVE |  | GATE | 1 | GV | N | RECOVERY 2ND NORTH OF S-4218 |  | Mixed Solvents
0309.01 |  |  | CONECT |  | SCRVEND | 1 | GV | N | RECOVERY 2ND NORTH OF S-4218 |  | Mixed Solvents
0309.02 |  |  | CONECT |  | UNION | 1 | GV | N | RECOVERY 2ND NORTH OF S-4218 |  | Mixed Solvents
0309.03 |  |  | CONECT |  | UNION IN | 1 | GV | N | RECOVERY 2ND NORTH OF S-4218 |  | Mixed Solvents
0309.04 |  |  | CONECT |  | UNION OUT | 1 | GV | N | RECOVERY 2ND NORTH OF S-4218 |  | Mixed Solvents
0309.05 |  |  | CONECT |  | TEE | 1 | GV | N | RECOVERY 2ND NORTH OF S-4218 |  | Mixed Solvents
0309.06 |  |  | CONECT |  | TEE | 1 | GV | N | RECOVERY 2ND NORTH OF S-4218 |  | Mixed Solvents
0309.07 |  |  | CONECT |  | TEE | 0.5 | GV | N | RECOVERY 2ND NORTH OF S-4218 |  | Mixed Solvents
0309.08 |  |  | CONECT |  | REDUCER | 0.5 | GV | N | RECOVERY 2ND NORTH OF S-4218 |  | Mixed Solvents
0310 |  |  | VALVE |  | BALL | 2 | LL | N | RECOVERY 2ND NORTH OF S-4218 |  | Mixed Solvents
0310.01 |  |  | CONECT |  | FLGVEND | 2 | LL | N | RECOVERY 2ND NORTH OF S-4218 |  | Mixed Solvents
0310.02 |  |  | CAP |  | POE | 2 | LL | N | RECOVERY 2ND NORTH OF S-4218 |  | Mixed Solvents
0311 |  |  | CONECT |  | FLANGE | 2 | LL | N | RECOVERY 2ND S-4218 TOP |  | Mixed Solvents
0311.01 |  |  | CONECT |  | FLANGE | 3 | LL | N | RECOVERY 2ND S-4218 TOP |  | Mixed Solvents
0312 |  |  | RELIEF |  | RVRD | 3 | GV | N | RECOVERY 2ND S-4218 TOP WEST END |  | Mixed Solvents
0312.01 |  |  | CONECT |  | FLANGE | 3 | GV | N | RECOVERY 2ND S-4218 TOP WEST END |  | Mixed Solvents
0312.02 |  |  | VALVE |  | GATE | 0.5 | GV | N | RECOVERY 2ND S-4218 TOP WEST END |  | Mixed Solvents
0312.03 |  |  | CONECT |  | SCRVEND | 3 | GV | N | RECOVERY 2ND S-4218 TOP WEST END |  | Mixed Solvents
0312.04 |  |  | CONECT |  | 90 DEG IN | 3 | GV | N | RECOVERY 2ND S-4218 TOP WEST END |  | Mixed Solvents
0312.05 |  |  | CONECT |  | 90 DEG OUT | 3 | GV | N | RECOVERY 2ND S-4218 TOP WEST END |  | Mixed Solvents
0312.06 |  |  | CONECT |  | NIPPLE | 3 | GV | N | RECOVERY 2ND S-4218 TOP WEST END |  | Mixed Solvents
0313 |  |  | CONECT |  | FLANGE | 4 | GV | N | RECOVERY 2ND S-4218 TOP WEST END |  | Mixed Solvents
0313.01 |  |  | CONECT |  | MANWAY | 24 | GV | N | RECOVERY 2ND S-4218 WEST END |  | Mixed Solvents
0314 |  |  | VALVE |  |  | 1 | GV | N | RECOVERY 2ND SOUTH OF S-4218 |  | Mixed Solvents
0314.01 |  |  | CONECT |  | SCRVEND | 1 | GV | N | RECOVERY 2ND SOUTH OF S-4218 |  | Mixed Solvents
0314.02 |  |  | CONECT |  | 90 DEG IN | 1 | GV | N | RECOVERY 2ND SOUTH OF S-4218 |  | Mixed Solvents
0314.03 |  |  | CONECT |  | 90 DEG OUT | 1 | GV | N | RECOVERY 2ND SOUTH OF S-4218 |  | Mixed Solvents
0314.04 |  |  | CONECT |  | 90 DEG IN | 1 | GV | N | RECOVERY 2ND SOUTH OF S-4218 |  | Mixed Solvents
0314.05 |  |  | CONECT |  | 90 DEG OUT | 1 | GV | N | RECOVERY 2ND SOUTH OF S-4218 |  | Mixed Solvents
0315 |  |  | VALVE |  | BALL | 1 | LL | N | RECOVERY 2ND WEST OF S-4218 |  | Mixed Solvents
0315.01 |  |  | CONECT |  | SCRVEND | 1 | LL | N | RECOVERY 2ND WEST OF S-4218 |  | Mixed Solvents
0315.02 |  |  | CONECT |  | SCRVEND | 1 | LL | N | RECOVERY 2ND WEST OF S-4218 |  | Mixed Solvents
0315.03 |  |  | CONECT |  | 90 DEG IN | 1 | LL | N | RECOVERY 2ND WEST OF S-4218 |  | Mixed Solvents
0315.04 |  |  | CONECT |  | 90 DEG IN | 1 | LL | N | RECOVERY 2ND WEST OF S-4218 |  | Mixed Solvents
0316 |  |  | VALVE |  | BALL | 1 | LL | N | RECOVERY 2ND WEST OF S-4218 |  | Mixed Solvents
0316.01 |  |  | CONECT |  | SCRVEND | 1 | LL | N | RECOVERY 2ND WEST OF S-4218 |  | Mixed Solvents
0316.02 |  |  | CONECT |  | SCRVEND | 1 | LL | N | RECOVERY 2ND WEST OF S-4218 |  | Mixed Solvents
0316.03 |  |  | CONECT |  | TEE | 1 | LL | N | RECOVERY 2ND WEST OF S-4218 |  | Mixed Solvents
0316.04 |  |  | CONECT |  | TEE | 1 | LL | N | RECOVERY 2ND WEST OF S-4218 |  | Mixed Solvents
0316.05 |  |  | CONECT |  | TEE | 1 | LL | N | RECOVERY 2ND WEST OF S-4218 |  | Mixed Solvents
0317 |  |  | CONECT |  | 90 DEG IN | 1 | LL | N | RECOVERY 2ND WEST OF S-4218 O/H |  | Mixed Solvents
0317.01 |  |  | CONECT |  | 90 DEG OUT | 1 | LL | N | RECOVERY 2ND WEST OF S-4218 O/H |  | Mixed Solvents
0317.02 |  |  | CONECT |  | 90 DEG IN | 1 | LL | N | RECOVERY 2ND SOUTH OF S-4218 O/H |  | Mixed Solvents
0317.03 |  |  | CONECT |  | 90 DEG OUT | 1 | LL | N | RECOVERY 2ND SOUTH OF S-4218 O/H |  | Mixed Solvents
0317.04 |  |  | CONECT |  | 90 DEG IN | 1 | LL | N | RECOVERY 2ND SOUTH OF S-4218 O/H |  | Mixed Solvents
0317.05 |  |  | CONECT |  | 90 DEG OUT | 1 | LL | N | RECOVERY 2ND SOUTH OF S-4218 O/H |  | Mixed Solvents
0318 |  |  | RELIEF |  | RVRD | 1 | GV | N | RECOVERY 2ND WEST OF S-4218 |  | Mixed Solvents
0318.01 |  |  | VALVE |  | BALL | 0.5 | GV | N | RECOVERY 2ND WEST OF S-4218 |  | Mixed Solvents
0318.02 |  |  | CAP |  | POE | 1 | GV | N | RECOVERY 2ND WEST OF S-4218 |  | Mixed Solvents
0318.03 |  |  | CONECT |  | 90 DEG IN | 1 | GV | N | RECOVERY 2ND WEST OF S-4218 |  | Mixed Solvents
0318.04 |  |  | CONECT |  | 90 DEG OUT | 1 | GV | N | RECOVERY 2ND WEST OF S-4218 |  | Mixed Solvents
0318.05 |  |  | CONECT |  | NIPPLE | 1 | GV | N | RECOVERY 2ND WEST OF S-4218 |  | Mixed Solvents
0318.06 |  |  | RELIEF |  | RV | 1.5 | GV | N | RECOVERY 2ND WEST OF S-4218 O/H |  | Mixed Solvents
0318.07 |  |  | CONECT |  | FLGVEND | 1.5 | GV | N | RECOVERY 2ND WEST OF S-4218 O/H |  | Mixed Solvents
0318.08 |  |  | CONECT |  | FLGVEND | 4 | GV | N | RECOVERY 2ND WEST OF S-4218 O/H |  | Mixed Solvents
0319 |  |  | VALVE |  | BALL | 3 | LL | N | RECOVERY 2ND T-4105 SE SIDE |  | Mixed Solvents
0319.01 |  |  | CONECT |  | FLGVEND | 3 | LL | N | RECOVERY 2ND T-4105 SE SIDE |  | Mixed Solvents
0319.02 |  |  | CONECT |  | FLGVEND | 3 | LL | N | RECOVERY 2ND T-4105 SE SIDE |  | Mixed Solvents
0320 |  |  | VALVE |  | BALL | 2 | LL | N | RECOVERY 2ND T-4105 NORTH SIDE |  | Mixed Solvents
0320.01 |  |  | CONECT |  | FLGVEND | 2 | LL | N | RECOVERY 2ND T-4105 NORTH SIDE |  | Mixed Solvents
0320.02 |  |  | CONECT |  | FLGVEND | 2 | LL | N | RECOVERY 2ND T-4105 NORTH SIDE |  | Mixed Solvents
0320.03 |  |  | CONECT |  | FLANGE | 1 | LL | N | RECOVERY 2ND T-4105 NORTH SIDE O/H |  | Mixed Solvents
0320.04 |  |  | CONECT |  | NIPPLE | 0.5 | LL | N | RECOVERY 2ND T-4105 NORTH SIDE O/H |  | Mixed Solvents
0320.05 |  |  | CONECT |  | UNION | 0.5 | LL | N | RECOVERY 2ND T-4105 NORTH SIDE O/H |  | Mixed Solvents
0320.06 |  |  | CONECT |  | FLANGE | 12 | LL | N | RECOVERY 2ND T-4105 WEST SIDE O/H |  | Mixed Solvents
0320.07 |  |  | CONECT |  | NIPPLE | 0.5 | LL | N | RECOVERY 2ND T-4105 WEST SIDE O/H |  | Mixed Solvents
0320.08 |  |  | CONECT |  | UNION | 0.5 | LL | N | RECOVERY 2ND T-4105 WEST SIDE O/H |  | Mixed Solvents
0321 |  |  | VALVE |  | BALL | 2 | LL | N | RECOVERY 2ND SW OF MOLE SIEVE |  | Mixed Solvents
0321.01 |  |  | CONECT |  | FLGVEND | 2 | LL | N | RECOVERY 2ND SW OF MOLE SIEVE |  | Mixed Solvents
0321.02 |  |  | CONECT |  | FLGVEND | 2 | LL | N | RECOVERY 2ND SW OF MOLE SIEVE |  | Mixed Solvents
0322 |  |  | VALVE |  | BALL | 1 | LL | N | RECOVERY 2ND SW OF MOLE SIEVE |  | Mixed Solvents
0322.01 |  |  | CAP |  | POE | 1 | LL | N | RECOVERY 2ND SW OF MOLE SIEVE |  | Mixed Solvents
0323 |  |  | VALVE |  | BALL | 2 | LL | N | RECOVERY 2ND SW OF MOLE SIEVE |  | Mixed Solvents
0323.01 |  |  | CONECT |  | FLGVEND | 2 | LL | N | RECOVERY 2ND SW OF MOLE SIEVE |  | Mixed Solvents
0323.02 |  |  | CONECT |  | FLGVEND | 2 | LL | N | RECOVERY 2ND SW OF MOLE SIEVE |  | Mixed Solvents
0324 |  |  | VALVE |  | BALL | 2 | LL | N | RECOVERY 2ND SW OF MOLE SIEVE |  | Mixed Solvents
0324.01 |  |  | CONECT |  | FLGVEND | 2 | LL | N | RECOVERY 2ND SW OF MOLE SIEVE |  | Mixed Solvents
0324.02 |  |  | CONECT |  | FLGVEND | 2 | LL | N | RECOVERY 2ND SW OF MOLE SIEVE |  | Mixed Solvents
0325 |  |  | VALVE |  | BALL | 1 | LL | N | RECOVERY 2ND SW OF MOLE SIEVE |  | Mixed Solvents
0325.01 |  |  | CAP |  | POE | 1 | LL | N | RECOVERY 2ND SW OF MOLE SIEVE |  | Mixed Solvents
0325.02 |  |  | CONECT |  | FLANGE | 2 | LL | N | RECOVERY 2ND SW OF MOLE SIEVE |  | Mixed Solvents
0326 |  |  | VALVE |  | BALL | 2 | LL | N | RECOVERY 2ND SW OF MOLE SIEVE |  | Mixed Solvents
0326.01 |  |  | CONECT |  | FLGVEND | 2 | LL | N | RECOVERY 2ND SW OF MOLE SIEVE |  | Mixed Solvents
0326.02 |  |  | CONECT |  | FLGVEND | 2 | LL | N | RECOVERY 2ND SW OF MOLE SIEVE |  | Mixed Solvents
0327 |  |  | VALVE |  | BALL | 1 | LL | N | RECOVERY 2ND SW OF MOLE SIEVE |  | Mixed Solvents
0328 |  |  | VALVE |  | BALL | 1 | LL | N | RECOVERY 2ND SOUTH OF MOLE SIEVE |  | Mixed Solvents
0328.01 |  |  | CAP |  | POE | 1 | LL | N | RECOVERY 2ND SOUTH OF MOLE SIEVE |  | Mixed Solvents
0329 |  |  | VALVE |  | CONTROL VALVE | 2 | LL | N | RECOVERY 2ND SOUTH OF MOLE SIEVE |  | Mixed Solvents
0329.01 |  |  | CONECT |  | FLGVEND | 2 | LL | N | RECOVERY 2ND SOUTH OF MOLE SIEVE |  | Mixed Solvents
0329.02 |  |  | CONECT |  | FLGVEND | 2 | LL | N | RECOVERY 2ND SOUTH OF MOLE SIEVE |  | Mixed Solvents
0330 |  |  | VALVE |  | CONTROL VALVE | 1 | GV | N | RECOVERY 2ND SOUTH OF MOLE SIEVE |  | Mixed Solvents
0330.01 |  |  | CONECT |  | FLGVEND | 2 | GV | N | RECOVERY 2ND SOUTH OF MOLE SIEVE |  | Mixed Solvents
0330.02 |  |  | CLVS-H |  | CVS-FLGVE | 2 | GV | N | RECOVERY 2ND SOUTH OF MOLE SIEVE |  | Mixed Solvents
0331 |  |  | CONECT |  | MANWAY | 10 | GV | N | RECOVERY 2ND MOLE SIEVE TOP |  | Mixed Solvents
0331.01 |  |  | CONECT |  | FLANGE | 4 | GV | N | RECOVERY 2ND MOLE SIEVE TOP |  | Mixed Solvents
0332 |  |  | RELIEF |  | RV | 1.5 | GV | N | RECOVERY 2ND MOLE SIEVE TOP |  | Mixed Solvents
0332.01 |  |  | CONECT |  | FLGVEND | 1.5 | GV | N | RECOVERY 2ND MOLE SIEVE TOP |  | Mixed Solvents
0332.02 |  |  | CONECT |  | FLGVEND | 3 | GV | N | RECOVERY 2ND MOLE SIEVE TOP |  | Mixed Solvents
0332.03 |  |  | VALVE |  | GATE | 0.5 | GV | N | RECOVERY 2ND MOLE SIEVE TOP |  | Mixed Solvents
0332.04 |  |  | CAP |  | POE | 0.5 | GV | N | RECOVERY 2ND MOLE SIEVE TOP |  | Mixed Solvents
0333 |  |  | VALVE |  | CONTROL VALVE | 1 | LL | N | RECOVERY 2ND MOLE SIEVE TOP |  | Mixed Solvents
0333.01 |  |  | CONECT |  | FLGVEND | 1 | LL | N | RECOVERY 2ND MOLE SIEVE TOP |  | Mixed Solvents
0333.02 |  |  | CONECT |  | FLGVEND | 1 | LL | N | RECOVERY 2ND MOLE SIEVE TOP |  | Mixed Solvents
0334 |  |  | VALVE |  | BALL | 0.75 | LL | N | RECOVERY 2ND MOLE SIEVE TOP |  | Mixed Solvents
0334.01 |  |  | CAP |  | POE | 0.75 | LL | N | RECOVERY 2ND MOLE SIEVE TOP |  | Mixed Solvents
0335 |  |  | VALVE |  | CONTROL VALVE | 4 | LL | N | RECOVERY 2ND MOLE SIEVE TOP |  | Mixed Solvents
0335.01 |  |  | CONECT |  | FLGVEND | 4 | LL | N | RECOVERY 2ND MOLE SIEVE TOP |  | Mixed Solvents
0335.02 |  |  | CONECT |  | FLGVEND | 4 | LL | N | RECOVERY 2ND MOLE SIEVE TOP |  | Mixed Solvents
0336 |  |  | CONECT |  | FLANGE | 2 | LL | N | RECOVERY 2ND SW ON D-4103 |  | Mixed Solvents
0336.01 |  |  | CONECT |  | FLANGE | 2 | LL | N | RECOVERY 2ND SW ON D-4103 O/H |  | Mixed Solvents
0337 |  |  | VALVE |  | BALL | 2 | LL | N | RECOVERY 2ND SW ON D-4103 |  | Mixed Solvents
0337.01 |  |  | CONECT |  | FLGVEND | 2 | LL | N | RECOVERY 2ND SW ON D-4103 |  | Mixed Solvents
0337.02 |  |  | CONECT |  | FLGVEND | 2 | LL | N | RECOVERY 2ND SW ON D-4103 |  | Mixed Solvents
0338 |  |  | VALVE |  | CHECK | 2 | LL | N | RECOVERY 2ND SW OF D-4103 |  | Mixed Solvents
0338.01 |  |  | CONECT |  | FLGVEND | 2 | LL | N | RECOVERY 2ND SW OF D-4103 |  | Mixed Solvents
0338.02 |  |  | CONECT |  | FLGVEND | 2 | LL | N | RECOVERY 2ND SW OF D-4103 |  | Mixed Solvents
0339 |  |  | VALVE |  | BALL | 1 | LL | N | RECOVERY 2ND SW OF D-4103 |  | Mixed Solvents
0339.01 |  |  | CAP |  | POE | 1 | LL | N | RECOVERY 2ND SW OF D-4103 |  | Mixed Solvents
0340 |  |  | VALVE |  | BALL | 2 | LL | N | RECOVERY 2ND SW OF D-4103 |  | Mixed Solvents
0340.01 |  |  | CONECT |  | FLGVEND | 2 | LL | N | RECOVERY 2ND SW OF D-4103 |  | Mixed Solvents
0340.02 |  |  | CONECT |  | FLGVEND | 2 | LL | N | RECOVERY 2ND SW OF D-4103 |  | Mixed Solvents
0341 |  |  | VALVE |  | BALL | 1 | LL | N | RECOVERY 2ND SW OF D-4103 |  | Mixed Solvents
0341.01 |  |  | CAP |  | POE | 1 | LL | N | RECOVERY 2ND SW OF D-4103 |  | Mixed Solvents
0342 |  |  | VALVE |  | CONTROL VALVE | 2 | LL | N | RECOVERY 2ND SW OF D-4103 |  | Mixed Solvents
0342.01 |  |  | CONECT |  | FLGVEND | 2 | LL | N | RECOVERY 2ND SW OF D-4103 |  | Mixed Solvents
0342.02 |  |  | CONECT |  | FLGVEND | 2 | LL | N | RECOVERY 2ND SW OF D-4103 |  | Mixed Solvents
0343 |  |  | CONECT |  | MANWAY | 20 | LL | N | RECOVERY 2ND SOUTH ON D-4103 |  | Mixed Solvents
0344 |  |  | CONECT |  | FLANGE | 1 | LL | N | RECOVERY 2ND SE ON D-4103 |  | Mixed Solvents
0344.01 |  |  | CONECT |  | NIPPLE | 1 | LL | N | RECOVERY 2ND SE ON D-4103 |  | Mixed Solvents
0344.02 |  |  | CONECT |  | UNION | 0.5 | LL | N | RECOVERY 2ND SE ON D-4103 |  | Mixed Solvents
0345 |  |  | VALVE |  |  | 1 | LL | N | RECOVERY 2ND SE OF D-4103 |  | Mixed Solvents
0345.01 |  |  | CAP |  | POE | 1 | LL | N | RECOVERY 2ND SE OF D-4103 |  | Mixed Solvents
0346 |  |  | VALVE |  | CONTROL VALVE | 3 | LL | N | RECOVERY 2ND SE OF D-4103 |  | Mixed Solvents
0346.01 |  |  | CONECT |  | FLGVEND | 3 | LL | N | RECOVERY 2ND SE OF D-4103 |  | Mixed Solvents
0346.02 |  |  | CONECT |  | FLGVEND | 3 | LL | N | RECOVERY 2ND SE OF D-4103 |  | Mixed Solvents
0347 |  |  | VALVE |  | CONTROL VALVE | 3 | LL | N | RECOVERY 2ND SE OF D-4103 |  | Mixed Solvents
0347.01 |  |  | CONECT |  | FLGVEND | 3 | LL | N | RECOVERY 2ND SE OF D-4103 |  | Mixed Solvents
0347.02 |  |  | CONECT |  | FLGVEND | 3 | LL | N | RECOVERY 2ND SE OF D-4103 |  | Mixed Solvents
0348 |  |  | VALVE |  |  | 0.5 | LL | N | RECOVERY 2ND SE OF D-4103 |  | Mixed Solvents
0348.01 |  |  | CAP |  | POE | 0.5 | LL | N | RECOVERY 2ND SE OF D-4103 |  | Mixed Solvents
0349 |  |  | VALVE |  |  | 1 | LL | N | RECOVERY 2ND SE OF D-4103 |  | Mixed Solvents
0349.01 |  |  | CAP |  | POE | 1 | LL | N | RECOVERY 2ND SE OF D-4103 |  | Mixed Solvents
0350 |  |  | CONECT |  | FLANGE | 8 | LL | N | RECOVERY 2ND SOUTH ON E-4102 O/H |  | Mixed Solvents
0351 |  |  | VALVE |  |  | 0.75 | LL | N | RECOVERY 2ND SOUTH ON E-4102 TOP |  | Mixed Solvents
0351.01 |  |  | CAP |  | POE | 0.75 | LL | N | RECOVERY 2ND SOUTH ON E-4102 TOP |  | Mixed Solvents
0352 |  |  | VALVE |  |  | 0.75 | LL | N | RECOVERY 2ND SOUTH ON E-4102 TOP |  | Mixed Solvents
0352.01 |  |  | CAP |  | POE | 0.75 | LL | N | RECOVERY 2ND SOUTH ON E-4102 TOP |  | Mixed Solvents
0353 |  |  | RELIEF |  | RV | 1.5 | LL | N | RECOVERY 2ND NORTH OF E-4102 TOP |  | Mixed Solvents
0353.01 |  |  | CONECT |  | FLGVEND | 1.5 | LL | N | RECOVERY 2ND NORTH OF E-4102 TOP |  | Mixed Solvents
0353.02 |  |  | CONECT |  | FLGVEND | 3 | LL | N | RECOVERY 2ND NORTH OF E-4102 TOP |  | Mixed Solvents
0354 |  |  | CONECT |  | NIPPLE | 0.5 | LL | N | RECOVERY 2ND NW OF E-4102 TOP |  | Mixed Solvents
0354.01 |  |  | CONECT |  | UNION | 0.5 | LL | N | RECOVERY 2ND NW OF E-4102 TOP |  | Mixed Solvents
0355 |  |  | VALVE |  |  | 2 | LL | N | RECOVERY 2ND NE ON E-D-4103 |  | Mixed Solvents
0355.01 |  |  | CONECT |  | FLGVEND | 2 | LL | N | RECOVERY 2ND NE ON E-D-4103 |  | Mixed Solvents
0355.02 |  |  | CONECT |  | FLGVEND | 2 | LL | N | RECOVERY 2ND NE ON D-4103 |  | Mixed Solvents
0355.03 |  |  | CONECT |  | FLANGE | 2 | LL | N | RECOVERY 2ND NE ON D-4103 |  | Mixed Solvents
0356 |  |  | VALVE |  |  | 1 | LL | N | RECOVERY 2ND NE ON D-4103 |  | Mixed Solvents
0356.01 |  |  | CONECT |  | SCRVEND | 1 | LL | N | RECOVERY 2ND NE ON D-4103 |  | Mixed Solvents
0356.02 |  |  | CAP |  | POE | 1 | LL | N | RECOVERY 2ND NE ON D-4103 |  | Mixed Solvents
0356.03 |  |  | CONECT |  | 90 DEG IN | 1 | LL | N | RECOVERY 2ND NE ON D-4103 |  | Mixed Solvents
0356.04 |  |  | CONECT |  | 90 DEG OUT | 1 | LL | N | RECOVERY 2ND NE ON D-4103 |  | Mixed Solvents
0357 |  |  | VALVE |  |  | 2 | LL | D | RECOVERY 2ND NE ON D-4103 O/H |  | Mixed Solvents
0357.01 |  |  | CONECT |  | FLGVEND | 2 | LL | N | RECOVERY 2ND NE ON D-4103 O/H |  | Mixed Solvents
0357.02 |  |  | CONECT |  | FLGVEND | 2 | LL | N | RECOVERY 2ND NE ON D-4103 O/H |  | Mixed Solvents
0357.03 |  |  | CONECT |  | BUSHING | 1.5 | LL | N | RECOVERY 2ND NE ON D-4103 O/H |  | Mixed Solvents
0358 |  |  | VALVE |  |  | 1 | LL | N | RECOVERY 2ND NORTH OF E-4114 |  | Mixed Solvents
0358.01 |  |  | CAP |  | POE | 1 | LL | N | RECOVERY 2ND NORTH OF E-4114 |  | Mixed Solvents
0359 |  |  | VALVE |  | CONTROL VALVE | 6 | LL | N | RECOVERY 2ND NORTH OF E-4114 |  | Mixed Solvents
0359.03 |  |  | CONECT |  | FLANGE | 6 | LL | N | RECOVERY 2ND NORTH OF E-4114 |  | Mixed Solvents
0359.04 |  |  | CONECT |  | FLANGE | 6 | LL | N | RECOVERY 2ND NORTH OF E-4114 |  | Mixed Solvents
0360 |  |  | VALVE |  | BALL | 1 | LL | N | RECOVERY 2ND NORTH OF E-4114 |  | Mixed Solvents
0360.01 |  |  | CAP |  | POE | 1 | LL | N | RECOVERY 2ND NORTH OF E-4114 |  | Mixed Solvents
0361 |  |  | VALVE |  |  | 1 | LL | N | RECOVERY 2ND O/H NORTH OF E-4114 |  | Mixed Solvents
0362 |  |  | VALVE |  |  | 1 | LL | N | RECOVERY 2ND O/H NORTH OF E-4114 |  | Mixed Solvents
0362.01 |  |  | CAP |  | POE | 1 | LL | N | RECOVERY 2ND O/H NORTH OF E-4114 |  | Mixed Solvents
0363 |  |  | VALVE |  |  | 3 | LL | N | RECOVERY 2ND O/H NORTH OF E-4114 |  | Mixed Solvents
0363.01 |  |  | CONECT |  | FLGVEND | 3 | LL | N | RECOVERY 2ND O/H NORTH OF E-4114 |  | Mixed Solvents
0363.02 |  |  | CONECT |  | FLGVEND | 3 | LL | N | RECOVERY 2ND O/H NORTH OF E-4114 |  | Mixed Solvents
0364 |  |  | RELIEF |  | RV | 1.5 | LL | N | RECOVERY 2ND O/H NORTH OF E-4114 |  | Mixed Solvents
0364.01 |  |  | CONECT |  | FLGVEND | 1.5 | LL | N | RECOVERY 2ND O/H NORTH OF E-4114 |  | Mixed Solvents
0364.02 |  |  | CONECT |  | FLGVEND | 3 | LL | N | RECOVERY 2ND O/H NORTH OF E-4114 |  | Mixed Solvents
0365 |  |  | CONECT |  | FLANGE | 2 | LL | N | RECOVERY 2ND ON E-4114 TOP |  | Mixed Solvents
0365.01 |  |  | CONECT |  | BUSHING | 0.75 | LL | N | RECOVERY 2ND ON E-4114 TOP |  | Mixed Solvents
0365.02 |  |  | CONECT |  | BUSHING | 0.75 | LL | N | RECOVERY 2ND ON E-4114 TOP |  | Mixed Solvents
0365.03 |  |  | CONECT |  | BUSHING | 0.75 | LL | N | RECOVERY 2ND ON E-4114 TOP |  | Mixed Solvents
0365.04 |  |  | CONECT |  | FLANGE | 2 | LL | N | RECOVERY 2ND ON E-4114 TOP |  | Mixed Solvents
0366 |  |  | VALVE |  |  | 2 | LL | N | RECOVERY 2ND SOUTH OF E-4114 TOP |  | Mixed Solvents
0366.01 |  |  | CONECT |  | FLGVEND | 2 | LL | N | RECOVERY 2ND SOUTH OF E-4114 TOP |  | Mixed Solvents
0366.02 |  |  | CONECT |  | FLGVEND | 2 | LL | N | RECOVERY 2ND SOUTH OF E-4114 TOP |  | Mixed Solvents
0367 |  |  | VALVE |  |  | 3 | LL | N | RECOVERY 2ND SOUTH OF E-4114 TOP |  | Mixed Solvents
0367.01 |  |  | CONECT |  | FLGVEND | 3 | LL | N | RECOVERY 2ND SOUTH OF E-4114 TOP |  | Mixed Solvents
0367.02 |  |  | CONECT |  | FLGVEND | 3 | LL | N | RECOVERY 2ND SOUTH OF E-4114 TOP |  | Mixed Solvents
0368 |  |  | VALVE |  |  | 0.75 | LL | N | RECOVERY 2ND PRODUCT COOLER TOP |  | Mixed Solvents
0368.01 |  |  | CONECT |  | SCRVEND | 0.75 | LL | N | RECOVERY 2ND PRODUCT COOLER TOP |  | Mixed Solvents
0368.02 |  |  | CAP |  | POE | 0.75 | LL | N | RECOVERY 2ND PRODUCT COOLER TOP |  | Mixed Solvents
0368.03 |  |  | CONECT |  | NIPPLE | 0.75 | LL | N | RECOVERY 2ND PRODUCT COOLER TOP |  | Mixed Solvents
0369 |  |  | VALVE |  |  | 0.5 | LL | N | RECOVERY 2ND EAST OF PRODUCT COOLER TOP |  | Mixed Solvents
0369.01 |  |  | CAP |  | POE | 0.5 | LL | N | RECOVERY 2ND EAST OF PRODUCT COOLER TOP |  | Mixed Solvents
0369.02 |  |  | CONECT |  | FLANGE | 6 | LL | N | RECOVERY 2ND EAST OF PRODUCT COOLER TOP |  | Mixed Solvents
0369.03 |  |  | CONECT |  | NIPPLE | 0.5 | LL | N | RECOVERY 2ND EAST OF PRODUCT COOLER TOP |  | Mixed Solvents
0369.04 |  |  | CONECT |  | UNION | 0.5 | LL | N | RECOVERY 2ND EAST OF PRODUCT COOLER TOP |  | Mixed Solvents
0370 |  |  | VALVE |  |  | 2 | LL | N | RECOVERY 2ND EAST OF PRODUCT COOLER TOP |  | Mixed Solvents
0370.01 |  |  | CONECT |  | FLGVEND | 2 | LL | N | RECOVERY 2ND EAST OF PRODUCT COOLER TOP |  | Mixed Solvents
0370.02 |  |  | CONECT |  | FLGVEND | 2 | LL | N | RECOVERY 2ND EAST OF PRODUCT COOLER TOP |  | Mixed Solvents
0370A |  |  | VALVE |  | BALL | 2 | LL | N | RECOVERY 2ND EAST OF PRODUCT COOLER TOP |  | Mixed Solvents
0370B |  |  | VALVE |  | BALL | 1.5 | LL | N | RECOVERY 2ND EAST OF PRODUCT COOLER TOP |  | Mixed Solvents
0370B.01 |  |  | CONECT |  | PLUG | 1.5 | LL | N | RECOVERY 2ND EAST OF PRODUCT COOLER TOP |  | Mixed Solvents
0370C |  |  | VALVE |  | CONTROL VALVE | 2 | LL | N | RECOVERY 2ND EAST OF PRODUCT COOLER TOP |  | Mixed Solvents
0371 |  |  | CONECT |  | FLOW METER | 1.5 | LL | N | RECOVERY 2ND EAST OF PRODUCT COOLER TOP |  | Mixed Solvents
0371.01 |  |  | CONECT |  | FLG END | 1.5 | LL | N | RECOVERY 2ND EAST OF PRODUCT COOLER TOP |  | Mixed Solvents
0371.02 |  |  | CONECT |  | FLG END | 1.5 | LL | N | RECOVERY 2ND EAST OF PRODUCT COOLER TOP |  | Mixed Solvents
0372 |  |  | VALVE |  | BALL | 2 | LL | N | RECOVERY 2ND SW OF D-4217 |  | Mixed Solvents
0372.01 |  |  | CONECT |  | FLGVEND | 2 | LL | N | RECOVERY 2ND SW OF D-4217 |  | Mixed Solvents
0372.02 |  |  | CONECT |  | FLGVEND | 2 | LL | N | RECOVERY 2ND SW OF D-4217 |  | Mixed Solvents
0373 |  |  | VALVE |  | GATE | 1.5 | LL | N | RECOVERY 2ND SW OF D-4217 |  | Mixed Solvents
0374 |  |  | VALVE |  | BALL | 1 | LL | N | RECOVERY 2ND SW OF D-4217 |  | Mixed Solvents
0374.01 |  |  | CAP |  | POE | 1 | LL | N | RECOVERY 2ND SW OF D-4217 |  | Mixed Solvents
0375 |  |  | VALVE |  | CONTROL VALVE | 1.5 | LL | N | RECOVERY 2ND SW OF D-4217 |  | Mixed Solvents
0375.01 |  |  | CONECT |  | FLGVEND | 1.5 | LL | N | RECOVERY 2ND SW OF D-4217 |  | Mixed Solvents
0375.02 |  |  | CONECT |  | FLGVEND | 1.5 | LL | N | RECOVERY 2ND SW OF D-4217 |  | Mixed Solvents
0376 |  |  | VALVE |  | BALL | 2 | LL | N | RECOVERY 2ND SW OF D-4217 |  | Mixed Solvents
0376.01 |  |  | CONECT |  | FLGVEND | 2 | LL | N | RECOVERY 2ND SW OF D-4217 |  | Mixed Solvents
0376.02 |  |  | CONECT |  | FLGVEND | 2 | LL | N | RECOVERY 2ND SW OF D-4217 |  | Mixed Solvents
0377 |  |  | CONECT |  | MANWAY | 20 | LL | N | RECOVERY 2ND SOUTH ON D-4217 |  | Mixed Solvents
0378 |  |  | RELIEF |  | RV | 1.5 | LL | N | RECOVERY 2ND O/H SW OF D-4217 |  | Mixed Solvents
0378.01 |  |  | CONECT |  | FLGVEND | 1.5 | LL | N | RECOVERY 2ND O/H SW OF D-4217 |  | Mixed Solvents
0378.02 |  |  | CONECT |  | FLGVEND | 3 | LL | N | RECOVERY 2ND O/H SW OF D-4217 |  | Mixed Solvents
0379 |  |  | VALVE |  | BALL | 2 | LL | N | RECOVERY 2ND SE OF D-4217 |  | Mixed Solvents
0379.01 |  |  | CONECT |  | FLGVEND | 2 | LL | N | RECOVERY 2ND SE OF D-4217 |  | Mixed Solvents
0379.02 |  |  | CONECT |  | FLGVEND | 2 | LL | N | RECOVERY 2ND SE OF D-4217 |  | Mixed Solvents
0380 |  |  | VALVE |  | BALL | 1 | LL | N | RECOVERY 2ND SE OF D-4217 |  | Mixed Solvents
0380.01 |  |  | CAP |  | POE | 1 | LL | N | RECOVERY 2ND SE OF D-4217 |  | Mixed Solvents
0381 |  |  | VALVE |  | CONTROL VALVE | 1.5 | LL | N | RECOVERY 2ND SE OF D-4217 |  | Mixed Solvents
0381.01 |  |  | CONECT |  | FLGVEND | 1.5 | LL | N | RECOVERY 2ND SE OF D-4217 |  | Mixed Solvents
0381.02 |  |  | CONECT |  | FLGVEND | 1.5 | LL | N | RECOVERY 2ND SE OF D-4217 |  | Mixed Solvents
0382 |  |  | VALVE |  | BALL | 1 | LL | N | RECOVERY 2ND SE OF D-4217 |  | Mixed Solvents
0382.01 |  |  | CAP |  | POE | 1 | LL | N | RECOVERY 2ND SE OF D-4217 |  | Mixed Solvents
0383 |  |  | VALVE |  | BALL | 2 | LL | N | RECOVERY 2ND SE OF D-4217 |  | Mixed Solvents
0383.01 |  |  | CONECT |  | FLGVEND | 2 | LL | N | RECOVERY 2ND SE OF D-4217 |  | Mixed Solvents
0383.02 |  |  | CONECT |  | FLGVEND | 2 | LL | N | RECOVERY 2ND SE OF D-4217 |  | Mixed Solvents
0384 |  |  | VALVE |  | GATE | 1.5 | LL | N | RECOVERY 2ND SE OF D-4217 |  | Mixed Solvents
0385 |  |  | VALVE |  | GATE | 1.5 | LL | N | RECOVERY 2ND NW OF D-4214 |  | Mixed Solvents
0386 |  |  | VALVE |  | BALL | 1.5 | LL | N | RECOVERY 2ND NW OF D-4214 |  | Mixed Solvents
0387 |  |  | VALVE |  | BALL | 0.75 | LL | N | RECOVERY 2ND NW OF D-4214 |  | Mixed Solvents
0387.01 |  |  | CAP |  | POE | 0.75 | LL | N | RECOVERY 2ND NW OF D-4214 |  | Mixed Solvents
0387.02 |  |  | CONECT |  | FLANGE | 1 | LL | N | RECOVERY 2ND NW OF D-4214 |  | Mixed Solvents
0387.03 |  |  | CONECT |  | FLANGE | 1 | LL | N | RECOVERY 2ND NW OF D-4214 |  | Mixed Solvents
0388 |  |  | VALVE |  | BALL | 1.5 | LL | N | RECOVERY 2ND NW OF D-4214 |  | Mixed Solvents
0389 |  |  | VALVE |  | BALL | 3 | LL | N | RECOVERY 2ND WEST OF D-4214 |  | Mixed Solvents
0389.01 |  |  | CONECT |  | FLGVEND | 2 | LL | N | RECOVERY 2ND WEST OF D-4214 |  | Mixed Solvents
0390 |  |  | VALVE |  | CONTROL VALVE | 3 | LL | N | RECOVERY 2ND WEST OF D-4214 |  | Mixed Solvents
0390.01 |  |  | CONECT |  | FLGVEND | 2 | LL | N | RECOVERY 2ND WEST OF D-4214 |  | Mixed Solvents
0390.02 |  |  | CONECT |  | FLGVEND | 2 | LL | N | RECOVERY 2ND WEST OF D-4214 |  | Mixed Solvents
0390.03 |  |  | VALVE |  | CHECK | 3 | LL | N | RECOVERY 2ND WEST OF D-4214 |  | Mixed Solvents
0390.04 |  |  | CONECT |  | FLGVEND | 2 | LL | N | RECOVERY 2ND WEST OF D-4214 |  | Mixed Solvents
0390.05 |  |  | CONECT |  | FLANGE | 2 | LL | N | RECOVERY 2ND WEST OF D-4214 |  | Mixed Solvents
0391 |  |  | VALVE |  | BALL | 1.5 | LL | N | RECOVERY 2ND SW OF D-4214 |  | Mixed Solvents
0391.01 |  |  | CONECT |  | FLANGE | 1.5 | LL | N | RECOVERY 2ND SW OF D-4214 |  | Mixed Solvents
0391.02 |  |  | CONECT |  | NIPPLE | 0.5 | LL | N | RECOVERY 2ND SW OF D-4214 |  | Mixed Solvents
0391.03 |  |  | CONECT |  | UNION | 0.5 | LL | N | RECOVERY 2ND SW OF D-4214 |  | Mixed Solvents
0392 |  |  | VALVE |  | BALL | 0.75 | LL | N | RECOVERY 2ND SW OF D-4214 |  | Mixed Solvents
0392.01 |  |  | CAP |  | POE | 0.75 | LL | N | RECOVERY 2ND SW OF D-4214 |  | Mixed Solvents
0393 |  |  | VALVE |  | BALL | 1.5 | LL | N | RECOVERY 2ND SW OF D-4214 |  | Mixed Solvents
0394 |  |  | VALVE |  | BALL | 0.75 | LL | N | RECOVERY 2ND SW OF D-4214 |  | Mixed Solvents
0394.01 |  |  | CAP |  | POE | 0.75 | LL | N | RECOVERY 2ND SW OF D-4214 |  | Mixed Solvents
0395 |  |  | VALVE |  | BALL | 1.5 | LL | N | RECOVERY 2ND SW OF D-4214 |  | Mixed Solvents
0396 |  |  | VALVE |  | BALL | 1.5 | LL | N | RECOVERY 2ND SW OF D-4214 |  | Mixed Solvents
0396.01 |  |  | CONECT |  | FLANGE | 1.5 | LL | N | RECOVERY 2ND SW OF D-4214 |  | Mixed Solvents
0396.02 |  |  | CONECT |  | FLANGE | 1 | LL | N | RECOVERY 2ND SW OF D-4214 O/H |  | Mixed Solvents
0396A |  |  | RELIEF |  | RV | 1 | LL | N | RECOVERY 2ND SE OF D-4214 |  | Mixed Solvents
0397 |  |  | VALVE |  | BALL | 3 | LL | N | RECOVERY 2ND SOUTH ON D-4214 |  | Mixed Solvents
0397.01 |  |  | CONECT |  |  | 3 | LL | N | RECOVERY 2ND SOUTH ON D-4214 |  | Mixed Solvents
0397.02 |  |  | CAP |  | POE | 3 | LL | N | RECOVERY 2ND SOUTH ON D-4214 |  | Mixed Solvents
0397.03 |  |  | CONECT |  | FLANGE | 3 | LL | N | RECOVERY 2ND SOUTH ON D-4214 |  | Mixed Solvents
0397.04 |  |  | CONECT |  | MANWAY | 20 | LL | N | RECOVERY 2ND SOUTH ON D-4214 |  | Mixed Solvents
0398 |  |  | VALVE |  | BALL | 1.5 | LL | N | RECOVERY 2ND EAST ON D-4214 |  | Mixed Solvents
0398.01 |  |  | CONECT |  | FLANGE | 1 | LL | N | RECOVERY 2ND EAST ON D-4214 |  | Mixed Solvents
0399 |  |  | VALVE |  | GATE | 2 | LL | N | RECOVERY 2ND SE OF D-4214 |  | Mixed Solvents
0399.01 |  |  | CONECT |  | SCRVEND | 2 | LL | N | RECOVERY 2ND SE OF D-4214 |  | Mixed Solvents
0399.02 |  |  | CONECT |  | SCRVEND | 2 | LL | N | RECOVERY 2ND SE OF D-4214 |  | Mixed Solvents
0399.03 |  |  | CONECT |  | FLG END | 2 | LL | N | RECOVERY 2ND SE OF D-4214 |  | Mixed Solvents
0399.04 |  |  | CONECT |  | FLG END | 2 | LL | N | RECOVERY 2ND SE OF D-4214 |  | Mixed Solvents
0400 |  |  | VALVE |  | BALL | 1.5 | LL | N | RECOVERY 2ND SW OF D-4219 |  | Mixed Solvents
0401 |  |  | VALVE |  | BALL | 0.75 | LL | N | RECOVERY 2ND SW OF D-4219 |  | Mixed Solvents
0401.01 |  |  | CAP |  | POE | 0.5 | LL | N | RECOVERY 2ND SW OF D-4219 |  | Mixed Solvents
0401.02 |  |  | CONECT |  | UNION | 0.5 | LL | N | RECOVERY 2ND SW OF D-4219 |  | Mixed Solvents
0402 |  |  | CONECT |  | FLANGE | 1.5 | LL | N | RECOVERY 2ND WEST ON D-4219 TOP |  | Mixed Solvents
0403 |  |  | VALVE |  | BALL | 0.75 | LL | N | RECOVERY 2ND EAST OF D-4219 |  | Mixed Solvents
0403.01 |  |  | CAP |  | POE | 0.75 | LL | N | RECOVERY 2ND EAST OF D-4219 |  | Mixed Solvents
0404 |  |  | RELIEF |  | RV | 1.5 | LL | N | RECOVERY 2ND EAST OF D-4219 O/H |  | Mixed Solvents
0404.01 |  |  | CONECT |  | FLGVEND | 1.5 | LL | N | RECOVERY 2ND EAST OF D-4219 O/H |  | Mixed Solvents
0404.02 |  |  | CONECT |  | FLGVEND | 3 | LL | N | RECOVERY 2ND EAST OF D-4219 O/H |  | Mixed Solvents
0405 |  |  | VALVE |  | BALL | 1.5 | LL | N | RECOVERY 2ND EAST OF D-4219 |  | Mixed Solvents
0406 |  |  | CONECT |  | NIPPLE | 0.5 | LL | N | RECOVERY 2ND EAST OF D-4219 |  | Mixed Solvents
0406.01 |  |  | CONECT |  | UNION | 0.5 | LL | N | RECOVERY 2ND EAST OF D-4219 |  | Mixed Solvents
0407 |  |  | CONECT |  | FLOW METER | 1 | LL | N | RECOVERY 2ND NE OF D-4219 |  | Mixed Solvents
0407.01 |  |  | CONECT |  | FLG END | 1 | LL | N | RECOVERY 2ND NE OF D-4219 |  | Mixed Solvents
0407.02 |  |  | CONECT |  | FLG END | 1 | LL | N | RECOVERY 2ND NE OF D-4219 |  | Mixed Solvents
0408 |  |  | VALVE |  | GATE | 1.5 | LL | N | RECOVERY 2ND NE OF D-4219 |  | Mixed Solvents
0409 |  |  | VALVE |  | BALL | 1.5 | LL | N | RECOVERY 2ND NE OF D-4219 |  | Mixed Solvents
0410 |  |  | VALVE |  | BALL | 0.75 | LL | N | RECOVERY 2ND NE OF D-4219 |  | Mixed Solvents
0410.01 |  |  | CAP |  | POE | 0.75 | LL | N | RECOVERY 2ND NE OF D-4219 |  | Mixed Solvents
0411 |  |  | VALVE |  | CONTROL VALVE | 1.5 | LL | N | RECOVERY 2ND NE OF D-4219 |  | Mixed Solvents
0411.01 |  |  | CONECT |  | FLGVEND | 1.5 | LL | N | RECOVERY 2ND NE OF D-4219 |  | Mixed Solvents
0411.02 |  |  | CONECT |  | FLGVEND | 1.5 | LL | N | RECOVERY 2ND NE OF D-4219 |  | Mixed Solvents
0412 |  |  | VALVE |  | BALL | 1.5 | LL | N | RECOVERY 2ND NE OF D-4219 |  | Mixed Solvents
0412.01 |  |  | VALVE |  | CHECK | 1.5 | LL | N | RECOVERY 2ND NE OF D-4219 |  | Mixed Solvents
0413 |  |  | VALVE |  | BALL | 1.5 | LL | N | RECOVERY 2ND NE OF D-4219 |  | Mixed Solvents
0414 |  |  | CONECT |  | FLANGE | 4 | LL | N | RECOVERY 2ND ON WFE BOTTOM |  | Mixed Solvents
0414.01 |  |  | CONECT |  | FLANGE | 4 | LL | N | RECOVERY 2ND ON WFE BOTTOM |  | Mixed Solvents
0415 |  |  | VALVE |  | GATE | 1 | LL | N | RECOVERY 3RD SE OF T-4207 |  | Mixed Solvents
0416 |  |  | VALVE |  | BALL | 1.5 | LL | N | RECOVERY 3RD SE OF T-4207 |  | Mixed Solvents
0417 |  |  | VALVE |  | CONTROL VALVE | 1.5 | LL | N | RECOVERY 3RD SE OF T-4207 |  | Mixed Solvents
0417.01 |  |  | CONECT |  | FLGVEND | 1.5 | LL | N | RECOVERY 3RD SE OF T-4207 |  | Mixed Solvents
0417.02 |  |  | CONECT |  | FLGVEND | 1.5 | LL | N | RECOVERY 3RD SE OF T-4207 |  | Mixed Solvents
0418 |  |  | VALVE |  | BALL | 0.75 | LL | N | RECOVERY 3RD SE OF T-4207 |  | Mixed Solvents
0418.01 |  |  | CAP |  | POE | 0.75 | LL | N | RECOVERY 3RD SE OF T-4207 |  | Mixed Solvents
0419 |  |  | VALVE |  | BALL | 1.5 | LL | N | RECOVERY 3RD SE OF T-4207 |  | Mixed Solvents
0420 |  |  | VALVE |  | GATE | 1.5 | LL | N | RECOVERY 3RD EAST ON T-4207 |  | Mixed Solvents
0421 |  |  | VALVE |  | CONTROL VALVE | 1.5 | LL | N | RECOVERY 3RD EAST ON T-4207 |  | Mixed Solvents
0421.01 |  |  | CONECT |  | FLGVEND | 1.5 | LL | N | RECOVERY 3RD EAST ON T-4207 |  | Mixed Solvents
0421.02 |  |  | CONECT |  | FLGVEND | 1.5 | LL | N | RECOVERY 3RD EAST ON T-4207 |  | Mixed Solvents
0421.03 |  |  | CONECT |  | FLANGE | 1.5 | LL | N | RECOVERY 3RD EAST ON T-4207 |  | Mixed Solvents
0422 |  |  | CONECT |  | COUPLING | 1 | LL | N | RECOVERY 3RD EAST OF T-4207 |  | Mixed Solvents
0422.01 |  |  | CONECT |  | COUPLING | 1 | LL | N | RECOVERY 3RD EAST OF T-4207 |  | Mixed Solvents
0422.02 |  |  | CONECT |  | REDUCER | 0.75 | LL | N | RECOVERY 3RD EAST OF T-4207 |  | Mixed Solvents
0422.03 |  |  | CONECT |  | FLANGE | 0.75 | LL | N | RECOVERY 3RD EAST OF T-4207 |  | Mixed Solvents
0423 |  |  | CONECT |  | FLANGE | 3 | GV | N | RECOVERY 3RD SOUTH ON T-4207 |  | Mixed Solvents
0423.01 |  |  | CONECT |  | FLANGE | 3 | GV | N | RECOVERY 3RD SOUTH ON T-4207 |  | Mixed Solvents
0423.02 |  |  | CONECT |  | FLANGE | 3 | GV | N | RECOVERY 3RD SOUTH ON T-4207 |  | Mixed Solvents
0423.03 |  |  | CONECT |  | FLANGE | 3 | GV | N | RECOVERY 3RD SOUTH ON T-4207 |  | Mixed Solvents
0423.04 |  |  | CONECT |  | FLANGE | 3 | GV | N | RECOVERY 3RD SOUTH ON T-4207 |  | Mixed Solvents
0423.05 |  |  | CONECT |  | FLANGE | 3 | GV | N | RECOVERY 3RD SOUTH ON T-4207 |  | Mixed Solvents
0423.06 |  |  | CONECT |  | FLANGE | 3 | GV | N | RECOVERY 3RD SOUTH ON T-4207 |  | Mixed Solvents
0424 |  |  | VALVE |  | CONTROL VALVE | 1.5 | LL | N | RECOVERY 3RD T-4207 2ND LEVEL EAST SIDE |  | Mixed Solvents
0424.01 |  |  | CONECT |  | FLGVEND | 1.5 | LL | N | RECOVERY 3RD T-4207 2ND LEVEL EAST SIDE |  | Mixed Solvents
0424.02 |  |  | CONECT |  | FLGVEND | 1.5 | LL | N | RECOVERY 3RD T-4207 2ND LEVEL EAST SIDE |  | Mixed Solvents
0424.03 |  |  | CONECT |  | FLANGE | 1.5 | LL | N | RECOVERY 3RD T-4207 2ND LEVEL EAST SIDE |  | Mixed Solvents
0424.04 |  |  | CONECT |  | NIPPLE | 0.5 | LL | N | RECOVERY 3RD T-4207 2ND LEVEL WEST SIDE |  | Mixed Solvents
0424.05 |  |  | CONECT |  | UNION | 0.5 | LL | N | RECOVERY 3RD T-4207 2ND LEVEL WEST SIDE |  | Mixed Solvents
0425 |  |  | VALVE |  | GATE | 1.5 | LL | N | RECOVERY 3RD T-4207 3RD LEVEL EAST SIDE |  | Mixed Solvents
0426 |  |  | VALVE |  | CONTROL VALVE | 1.5 | LL | N | RECOVERY 3RD T-4207 3RD LEVEL EAST SIDE |  | Mixed Solvents
0426.01 |  |  | CONECT |  | FLGVEND | 1.5 | LL | N | RECOVERY 3RD T-4207 3RD LEVEL EAST SIDE |  | Mixed Solvents
0426.02 |  |  | CONECT |  | FLGVEND | 1.5 | LL | N | RECOVERY 3RD T-4207 3RD LEVEL EAST SIDE |  | Mixed Solvents
0426.03 |  |  | CONECT |  | FLANGE | 1.5 | LL | N | RECOVERY 3RD T-4207 3RD LEVEL EAST SIDE |  | Mixed Solvents
0426.04 |  |  | CONECT |  | NIPPLE | 0.5 | LL | N | RECOVERY 3RD T-4207 3RD LEVEL SOUTH SIDE |  | Mixed Solvents
0426.05 |  |  | CONECT |  | NIPPLE | 0.5 | LL | N | RECOVERY 3RD T-4207 3RD LEVEL SOUTH SIDE |  | Mixed Solvents
0426.06 |  |  | CONECT |  | UNION | 0.5 | LL | N | RECOVERY 3RD T-4207 3RD LEVEL SOUTH SIDE |  | Mixed Solvents
0427 |  |  | VALVE |  | BALL | 0.75 | GV | N | RECOVERY 3RD T-4207 TOP |  | Mixed Solvents
0427.01 |  |  | CONECT |  | SCRVEND | 0.75 | GV | N | RECOVERY 3RD T-4207 TOP |  | Mixed Solvents
0427.02 |  |  | CONECT |  | REDUCER | 0.5 | GV | N | RECOVERY 3RD T-4207 TOP |  | Mixed Solvents
0427.03 |  |  | CONECT |  | FLANGE | 0.5 | GV | N | RECOVERY 3RD T-4207 TOP |  | Mixed Solvents
0427.04 |  |  | CONECT |  | UNION | 0.75 | GV | N | RECOVERY 3RD T-4207 TOP |  | Mixed Solvents
0428 |  |  | VALVE |  | BALL | 2 | GV | N | RECOVERY 3RD T-4207 TOP |  | Mixed Solvents
0428.01 |  |  | CONECT |  | FLGVEND | 2 | GV | N | RECOVERY 3RD T-4207 TOP |  | Mixed Solvents
0428.02 |  |  | CONECT |  | FLGVEND | 2 | GV | N | RECOVERY 3RD T-4207 TOP |  | Mixed Solvents
0428.03 |  |  | CONECT |  | REDUCER | 0.5 | GV | N | RECOVERY 3RD T-4207 TOP |  | Mixed Solvents
0428.04 |  |  | CONECT |  | FLANGE | 0.5 | GV | N | RECOVERY 3RD T-4207 TOP |  | Mixed Solvents
0429 |  |  | VALVE |  | BALL | 8 | GV | N | RECOVERY 3RD T-4207 TOP |  | Mixed Solvents
0429.01 |  |  | CONECT |  | FLGVEND | 8 | GV | N | RECOVERY 3RD T-4207 TOP |  | Mixed Solvents
0429.02 |  |  | CONECT |  | FLGVEND | 8 | GV | N | RECOVERY 3RD T-4207 TOP |  | Mixed Solvents
0429.03 |  |  | CONECT |  | NIPPLE | 0.5 | GV | N | RECOVERY 3RD T-4207 TOP |  | Mixed Solvents
0429.04 |  |  | CONECT |  | UNION | 0.5 | GV | N | RECOVERY 3RD T-4207 TOP |  | Mixed Solvents
0430 |  |  | RELIEF |  | RVRD | 0.5 | GV | N | RECOVERY 3RD T-4207 TOP |  | Mixed Solvents
0430.01 |  |  | VALVE |  | BALL | 0.75 | GV | N | RECOVERY 3RD T-4207 TOP |  | Mixed Solvents
0430.02 |  |  | CONECT |  | SCRVEND | 0.75 | GV | N | RECOVERY 3RD T-4207 TOP |  | Mixed Solvents
0430.03 |  |  | CONECT |  | 90 DEG IN | 0.75 | GV | N | RECOVERY 3RD T-4207 TOP |  | Mixed Solvents
0430.04 |  |  | CONECT |  | 90 DEG OUT | 0.75 | GV | N | RECOVERY 3RD T-4207 TOP |  | Mixed Solvents
0430.05 |  |  | CONECT |  | REDUCER | 0.5 | GV | N | RECOVERY 3RD T-4207 TOP |  | Mixed Solvents
0430.06 |  |  | CONECT |  | NIPPLE | 0.5 | GV | N | RECOVERY 3RD T-4207 TOP |  | Mixed Solvents
0430.07 |  |  | RELIEF |  | RV | 4 | GV | N | RECOVERY 3RD T-4207 TOP |  | Mixed Solvents
0430.08 |  |  | CONECT |  | FLGVEND | 4 | GV | N | RECOVERY 3RD T-4207 TOP |  | Mixed Solvents
0430.09 |  |  | CONECT |  | FLGVEND | 6 | GV | N | RECOVERY 3RD T-4207 TOP |  | Mixed Solvents
0431 |  |  | PUMP |  |  | 0 | LL | N | RECOVERY 3RD P-4113 |  | Mixed Solvents
0432 |  |  | VALVE |  | CONTROL VALVE | 2 | GV | N | RECOVERY 3RD P-4113 INLET |  | Mixed Solvents
0432.01 |  |  | CONECT |  | FLGVEND | 2 | GV | N | RECOVERY 3RD P-4113 INLET |  | Mixed Solvents
0432.03 |  |  | CONECT |  | 90 DEG IN | 2 | GV | N | RECOVERY 3RD P-4113 INLET |  | Mixed Solvents
0432.04 |  |  | CONECT |  | 90 DEG OUT | 2 | GV | N | RECOVERY 3RD P-4113 INLET |  | Mixed Solvents
0432.05 |  |  | CONECT |  | FLANGE | 2 | GV | N | RECOVERY 3RD P-4113 INLET |  | Mixed Solvents
0432.06 |  |  | CONECT |  | FLANGE | 3 | GV | N | RECOVERY 3RD P-4113 INLET |  | Mixed Solvents
0433 |  |  | CONECT |  | NIPPLE | 0.75 | GV | N | RECOVERY 3RD W OF P-4113 W ON TANK |  | Mixed Solvents
0433.01 |  |  | CONECT |  | UNION | 0.75 | GV | N | RECOVERY 3RD W OF P-4113 W ON TANK |  | Mixed Solvents
0433.02 |  |  | CONECT |  | UNION IN | 0.75 | GV | N | RECOVERY 3RD W OF P-4113 W ON TANK |  | Mixed Solvents
0433.03 |  |  | CONECT |  | UNION OUT | 0.75 | GV | N | RECOVERY 3RD W OF P-4113 W ON TANK |  | Mixed Solvents
0433.04 |  |  | CONECT |  | 90 DEG IN | 0.75 | GV | N | RECOVERY 3RD W OF P-4113 W ON TANK |  | Mixed Solvents
0433.05 |  |  | CONECT |  | 90 DEG OUT | 0.75 | GV | N | RECOVERY 3RD W OF P-4113 W ON TANK |  | Mixed Solvents
0433.06 |  |  | CONECT |  | REDUCER | 0.5 | GV | N | RECOVERY 3RD W OF P-4113 W ON TANK |  | Mixed Solvents
0434 |  |  | CONECT |  | BUSHING | 1 | GV | N | RECOVERY 3RD W OF P-4113 NE ON TANK |  | Mixed Solvents
0434.01 |  |  | CONECT |  | REDUCER | 0.5 | GV | N | RECOVERY 3RD W OF P-4113 NE ON TANK |  | Mixed Solvents
0434.02 |  |  | CONECT |  | BUSHING | 1 | GV | N | RECOVERY 3RD W OF P-4113 NE ON TANK |  | Mixed Solvents
0434.03 |  |  | CONECT |  | REDUCER | 0.5 | GV | N | RECOVERY 3RD W OF P-4113 NE ON TANK |  | Mixed Solvents
0434.04 |  |  | CONECT |  | BUSHING | 1 | GV | N | RECOVERY 3RD W OF P-4113 N ON TANK |  | Mixed Solvents
0434.05 |  |  | CONECT |  | BUSHING | 1 | GV | N | RECOVERY 3RD W OF P-4113 N ON TANK |  | Mixed Solvents
0434.06 |  |  | CONECT |  | PLUG | 0.75 | GV | N | RECOVERY 3RD W OF P-4113 NW ON TANK |  | Mixed Solvents
0435 |  |  | VALVE |  | BALL | 1 | GV | N | RECOVERY 3RD W OF P-4113 ON TANK BOTTOM |  | Mixed Solvents
0435.01 |  |  | CONECT |  | SCRVEND | 1 | GV | N | RECOVERY 3RD W OF P-4113 ON TANK BOTTOM |  | Mixed Solvents
0435.02 |  |  | CONECT |  | SCRVEND | 1 | GV | N | RECOVERY 3RD W OF P-4113 ON TANK BOTTOM |  | Mixed Solvents
0435.03 |  |  | CONECT |  | FLANGE | 4 | GV | N | RECOVERY 3RD W OF P-4113 ON TANK BOTTOM |  | Mixed Solvents
0435.04 |  |  | CONECT |  | 90 DEG IN | 1 | GV | N | RECOVERY 3RD W OF P-4113 ON TANK BOTTOM |  | Mixed Solvents
0435.05 |  |  | CONECT |  | 90 DEG OUT | 1 | GV | N | RECOVERY 3RD W OF P-4113 ON TANK BOTTOM |  | Mixed Solvents
0436 |  |  | VALVE |  | BALL | 1 | GV | N | RECOVERY 3RD W OF P-4113 W OF TANK BOTTOM |  | Mixed Solvents
0436.01 |  |  | CONECT |  | SCRVEND | 1 | GV | N | RECOVERY 3RD W OF P-4113 W OF TANK BOTTOM |  | Mixed Solvents
0436.02 |  |  | CONECT |  | SCRVEND | 1 | GV | N | RECOVERY 3RD W OF P-4113 W OF TANK BOTTOM |  | Mixed Solvents
0436.03 |  |  | CONECT |  | 90 DEG IN | 1 | GV | N | RECOVERY 3RD W OF P-4113 W OF TANK BOTTOM |  | Mixed Solvents
0436.04 |  |  | CONECT |  | 90 DEG OUT | 1 | GV | N | RECOVERY 3RD W OF P-4113 W OF TANK BOTTOM |  | Mixed Solvents
0437 |  |  | VALVE |  | BALL | 3 | GV | N | RECOVERY 3RD W OF P-4113 W ON TANK |  | Mixed Solvents
0437.01 |  |  | CONECT |  | FLGVEND | 3 | GV | N | RECOVERY 3RD W OF P-4113 W ON TANK |  | Mixed Solvents
0437.02 |  |  | CONECT |  | FLGVEND | 3 | GV | N | RECOVERY 3RD W OF P-4113 W ON TANK |  | Mixed Solvents
0438 |  |  | VALVE |  | GATE | 1 | GV | N | RECOVERY 3RD W OF P-4113 W OF TANK |  | Mixed Solvents
0438.01 |  |  | CONECT |  | SCRVEND | 1 | GV | N | RECOVERY 3RD W OF P-4113 W OF TANK |  | Mixed Solvents
0438.02 |  |  | CONECT |  | TEE | 1 | GV | N | RECOVERY 3RD W OF P-4113 W OF TANK |  | Mixed Solvents
0438.03 |  |  | CONECT |  | TEE | 1 | GV | N | RECOVERY 3RD W OF P-4113 W OF TANK |  | Mixed Solvents
0438.04 |  |  | CONECT |  | TEE | 1 | GV | N | RECOVERY 3RD W OF P-4113 W OF TANK |  | Mixed Solvents
0438.05 |  |  | CONECT |  | 90 DEG IN | 1 | GV | N | RECOVERY 3RD W OF P-4113 W OF TANK |  | Mixed Solvents
0438.06 |  |  | CONECT |  | 90 DEG OUT | 1 | GV | N | RECOVERY 3RD W OF P-4113 W OF TANK |  | Mixed Solvents
0438.07 |  |  | CONECT |  | FLANGE | 1 | GV | N | RECOVERY 3RD W OF P-4113 W OF TANK |  | Mixed Solvents
0439 |  |  | VALVE |  | BALL | 1 | GV | N | RECOVERY 3RD W OF P-4113 W OF TANK |  | Mixed Solvents
0439.01 |  |  | CONECT |  | SCRVEND | 1 | GV | N | RECOVERY 3RD W OF P-4113 W OF TANK |  | Mixed Solvents
0439.02 |  |  | CONECT |  | SCRVEND | 1 | GV | N | RECOVERY 3RD W OF P-4113 W OF TANK |  | Mixed Solvents
0440 |  |  | VALVE |  | CONTROL VALVE | 1 | GV | N | RECOVERY 3RD W OF P-4113 W OF TANK |  | Mixed Solvents
0440.01 |  |  | CONECT |  | FLGVEND | 1 | GV | N | RECOVERY 3RD W OF P-4113 W OF TANK |  | Mixed Solvents
0441 |  |  | VALVE |  | GATE | 1 | GV | N | RECOVERY 3RD W OF P-4113 W OF TANK |  | Mixed Solvents
0442 |  |  | VALVE |  | BALL | 1.5 | GV | N | RECOVERY 3RD W OF P-4113 W OF TANK |  | Mixed Solvents
0443 |  |  | VALVE |  | BALL | 1 | GV | N | RECOVERY 3RD W OF P-4113 W OF TANK |  | Mixed Solvents
0443.01 |  |  | CAP |  | POE | 1 | GV | N | RECOVERY 3RD W OF P-4113 W OF TANK |  | Mixed Solvents
0444 |  |  | VALVE |  | CONTROL VALVE | 1.5 | GV | N | RECOVERY 3RD W OF P-4113 W OF TANK |  | Mixed Solvents
0444.01 |  |  | CONECT |  | FLGVEND | 1.5 | GV | N | RECOVERY 3RD W OF P-4113 W OF TANK |  | Mixed Solvents
0444.02 |  |  | CONECT |  | FLGVEND | 1.5 | GV | N | RECOVERY 3RD W OF P-4113 W OF TANK |  | Mixed Solvents
0445 |  |  | VALVE |  | GATE | 1.5 | LL | N | RECOVERY 3RD SW OF E-4209 |  | Mixed Solvents
0446 |  |  | VALVE |  | BALL | 2 | LL | N | RECOVERY 3RD SW OF E-4209 |  | Mixed Solvents
0446.01 |  |  | CONECT |  | FLGVEND | 2 | LL | N | RECOVERY 3RD SW OF E-4209 |  | Mixed Solvents
0446.02 |  |  | CONECT |  | FLGVEND | 2 | LL | N | RECOVERY 3RD SW OF E-4209 |  | Mixed Solvents
0447 |  |  | VALVE |  | BALL | 1 | LL | N | RECOVERY 3RD SW OF E-4209 |  | Mixed Solvents
0447.01 |  |  | CAP |  | POE | 1 | LL | N | RECOVERY 3RD SW OF E-4209 |  | Mixed Solvents
0448 |  |  | VALVE |  | CONTROL VALVE | 1.5 | LL | N | RECOVERY 3RD SW OF E-4209 |  | Mixed Solvents
0448.01 |  |  | CONECT |  | FLGVEND | 1.5 | LL | N | RECOVERY 3RD SW OF E-4209 |  | Mixed Solvents
0448.02 |  |  | CONECT |  | FLGVEND | 1.5 | LL | N | RECOVERY 3RD SW OF E-4209 |  | Mixed Solvents
0449 |  |  | VALVE |  | BALL | 1 | LL | N | RECOVERY 3RD SW OF E-4209 |  | Mixed Solvents
0449.01 |  |  | CAP |  | POE | 1 | LL | N | RECOVERY 3RD SW OF E-4209 |  | Mixed Solvents
0450 |  |  | VALVE |  | BALL | 2 | LL | N | RECOVERY 3RD SW OF E-4209 |  | Mixed Solvents
0450.01 |  |  | CONECT |  | FLGVEND | 2 | LL | N | RECOVERY 3RD SW OF E-4209 |  | Mixed Solvents
0450.02 |  |  | CONECT |  | FLGVEND | 2 | LL | N | RECOVERY 3RD SW OF E-4209 |  | Mixed Solvents
0451 |  |  | VALVE |  | GATE | 1.5 | LL | N | RECOVERY 3RD S OF T-4105 |  | Mixed Solvents
0452 |  |  | VALVE |  | BALL | 2 | LL | N | RECOVERY 3RD S OF T-4105 |  | Mixed Solvents
0452.01 |  |  | CONECT |  | FLGVEND | 2 | LL | N | RECOVERY 3RD S OF T-4105 |  | Mixed Solvents
0452.02 |  |  | CONECT |  | FLGVEND | 2 | LL | N | RECOVERY 3RD S OF T-4105 |  | Mixed Solvents
0453 |  |  | VALVE |  | CONTROL VALVE | 1.5 | LL | N | RECOVERY 3RD S OF T-4105 |  | Mixed Solvents
0453.01 |  |  | CONECT |  | FLGVEND | 1.5 | LL | N | RECOVERY 3RD S OF T-4105 |  | Mixed Solvents
0453.02 |  |  | CONECT |  | FLGVEND | 1.5 | LL | N | RECOVERY 3RD S OF T-4105 |  | Mixed Solvents
0454 |  |  | VALVE |  | BALL | 1 | LL | N | RECOVERY 3RD S OF T-4105 |  | Mixed Solvents
0454.01 |  |  | CAP |  |  | 1 | LL | N | RECOVERY 3RD S OF T-4105 |  | Mixed Solvents
0455 |  |  | VALVE |  | BALL | 2 | LL | N | RECOVERY 3RD S OF T-4105 |  | Mixed Solvents
0455.01 |  |  | CONECT |  | FLGVEND | 2 | LL | N | RECOVERY 3RD S OF T-4105 |  | Mixed Solvents
0455.02 |  |  | CONECT |  | FLGVEND | 2 | LL | N | RECOVERY 3RD S OF T-4105 |  | Mixed Solvents
0456 |  |  | CONECT |  | FLANGE | 1 | GV | N | RECOVERY 3RD NW ON T-4105 |  | Mixed Solvents
0456.01 |  |  | CONECT |  | NIPPLE | 0.5 | GV | N | RECOVERY 3RD NW ON T-4105 |  | Mixed Solvents
0456.02 |  |  | CONECT |  | UNION | 0.5 | GV | N | RECOVERY 3RD NW ON T-4105 |  | Mixed Solvents
0457 |  |  | VALVE |  | CONTROL VALVE | 2 | LL | N | RECOVERY 3RD E ON T-4105 |  | Mixed Solvents
0457.01 |  |  | CONECT |  | FLGVEND | 2 | LL | N | RECOVERY 3RD E ON T-4105 |  | Mixed Solvents
0457.02 |  |  | CONECT |  | FLGVEND | 2 | LL | N | RECOVERY 3RD E ON T-4105 |  | Mixed Solvents
0457.03 |  |  | CONECT |  | FLANGE | 4 | LL | N | RECOVERY 3RD E ON T-4105 |  | Mixed Solvents
0458 |  |  | CONECT |  | FLANGE | 2 | LL | N | RECOVERY 3RD E OF T-4105 |  | Mixed Solvents
0458.01 |  |  | CONECT |  | FLANGE | 2 | LL | N | RECOVERY 3RD E OF T-4105 |  | Mixed Solvents
0458.02 |  |  | CONECT |  | FLANGE | 2 | LL | N | RECOVERY 3RD E OF T-4105 O/H |  | Mixed Solvents
0458.03 |  |  | CONECT |  | FLANGE | 2 | LL | N | RECOVERY 3RD E OF T-4105 O/H |  | Mixed Solvents
0459 |  |  | VALVE |  | CONTROL VALVE | 2 | LL | N | RECOVERY 3RD E ON T-4105 O/H |  | Mixed Solvents
0459.01 |  |  | CONECT |  | FLGVEND | 2 | LL | N | RECOVERY 3RD E ON T-4105 O/H |  | Mixed Solvents
0459.02 |  |  | CONECT |  | FLGVEND | 2 | LL | N | RECOVERY 3RD E ON T-4105 O/H |  | Mixed Solvents
0459.03 |  |  | CONECT |  | FLANGE | 4 | LL | N | RECOVERY 3RD E ON T-4105 O/H |  | Mixed Solvents
0460 |  |  | CONECT |  | FLANGE | 1 | GV | N | RECOVERY 3RD T-4105 2ND LEVEL NE SIDE |  | Mixed Solvents
0460.01 |  |  | CONECT |  | NIPPLE | 0.5 | GV | N | RECOVERY 3RD T-4105 2ND LEVEL NE SIDE |  | Mixed Solvents
0460.02 |  |  | CONECT |  | UNION | 0.5 | GV | N | RECOVERY 3RD T-4105 2ND LEVEL NE SIDE |  | Mixed Solvents
0460.03 |  |  | CONECT |  | MANWAY | 24 | GV | N | RECOVERY 3RD T-4105 2ND LEVEL W SIDE |  | Mixed Solvents
0460.04 |  |  | CONECT |  | FLANGE | 2 | LL | N | RECOVERY 3RD T-4105 2ND LEVEL S SIDE |  | Mixed Solvents
0461 |  |  | RELIEF |  | RVRD | 4 | GV | N | RECOVERY 3RD T-4105 TOP |  | Mixed Solvents
0461.01 |  |  | VALVE |  | BALL | 0.5 | GV | N | RECOVERY 3RD T-4105 TOP |  | Mixed Solvents
0461.02 |  |  | VALVE |  | BALL | 0.5 | GV | N | RECOVERY 3RD T-4105 TOP |  | Mixed Solvents
0461.03 |  |  | CAP |  | POE | 0.5 | GV | N | RECOVERY 3RD T-4105 TOP |  | Mixed Solvents
0461.04 |  |  | CONECT |  | 90 DEG IN | 0.5 | GV | N | RECOVERY 3RD T-4105 TOP |  | Mixed Solvents
0461.05 |  |  | CONECT |  | 90 DEG OUT | 0.5 | GV | N | RECOVERY 3RD T-4105 TOP |  | Mixed Solvents
0461.06 |  |  | CONECT |  | NIPPLE | 0.5 | GV | N | RECOVERY 3RD T-4105 TOP |  | Mixed Solvents
0461.07 |  |  | RELIEF |  | RV | 4 | GV | N | RECOVERY 3RD T-4105 TOP |  | Mixed Solvents
0461.08 |  |  | CONECT |  | FLGVEND | 4 | GV | N | RECOVERY 3RD T-4105 TOP |  | Mixed Solvents
0461.09 |  |  | CONECT |  | FLGVEND | 6 | GV | N | RECOVERY 3RD T-4105 TOP |  | Mixed Solvents
0462 |  |  | VALVE |  | BALL | 2 | GV | N | RECOVERY 3RD T-4105 TOP |  | Mixed Solvents
0462.01 |  |  | CONECT |  | FLGVEND | 2 | GV | N | RECOVERY 3RD T-4105 TOP |  | Mixed Solvents
0462.02 |  |  | CONECT |  | FLGVEND | 2 | GV | N | RECOVERY 3RD T-4105 TOP |  | Mixed Solvents
0462.03 |  |  | CONECT |  | FLANGE | 2 | GV | N | RECOVERY 3RD T-4105 TOP |  | Mixed Solvents
0463 |  |  | VALVE |  | BALL | 2 | GV | N | RECOVERY 3RD T-4105 TOP |  | Mixed Solvents
0463.01 |  |  | CONECT |  | FLGVEND | 2 | GV | N | RECOVERY 3RD T-4105 TOP |  | Mixed Solvents
0463.02 |  |  | CONECT |  | FLGVEND | 2 | GV | N | RECOVERY 3RD T-4105 TOP |  | Mixed Solvents
0464 |  |  | VALVE |  | GATE | 1 | GV | N | RECOVERY 3RD T-4105 TOP |  | Mixed Solvents
0464.01 |  |  | CAP |  | POE | 1 | GV | N | RECOVERY 3RD T-4105 TOP |  | Mixed Solvents
0464.02 |  |  | CONECT |  | NIPPLE | 0.5 | GV | N | RECOVERY 3RD T-4105 TOP |  | Mixed Solvents
0464.03 |  |  | CONECT |  | UNION | 0.5 | GV | N | RECOVERY 3RD T-4105 TOP |  | Mixed Solvents
0464.04 |  |  | CONECT |  | FLANGE | 12 | GV | N | RECOVERY 3RD T-4105 TOP |  | Mixed Solvents
0464.05 |  |  | CONECT |  | FLANGE | 2 | GV | N | RECOVERY 3RD T-4105 TOP |  | Mixed Solvents
0465 |  |  | CONECT |  | MANWAY | 24 | LL | N | RECOVERY 3RD VB-4116 W SIDE |  | Mixed Solvents
0465.01 |  |  | CONECT |  | FLANGE | 2 | LL | N | RECOVERY 3RD VB-4116 BOTTOM |  | Mixed Solvents
0465.02 |  |  | CONECT |  | FLANGE | 12 | GV | N | RECOVERY 3RD VB-4116 N SIDE |  | Mixed Solvents
0465.03 |  |  | VALVE |  |  | 0.5 | GV | D | RECOVERY 3RD O/H SOUTH OF VB-4116 TOP |  | Mixed Solvents
0466 |  |  | VALVE |  |  | 3 | LL | N | RECOVERY 3RD SW OF D-4103 |  | Mixed Solvents
0466.01 |  |  | CONECT |  | FLGVEND | 3 | LL | N | RECOVERY 3RD SW OF D-4103 |  | Mixed Solvents
0466.02 |  |  | CONECT |  | FLGVEND | 3 | LL | N | RECOVERY 3RD SW OF D-4103 |  | Mixed Solvents
0467 |  |  | VALVE |  | BALL | 1 | LL | N | RECOVERY 3RD SW OF D-4103 |  | Mixed Solvents
0467.01 |  |  | CAP |  | POE | 1 | LL | N | RECOVERY 3RD SW OF D-4103 |  | Mixed Solvents
0468 |  |  | VALVE |  | CONTROL VALVE | 3 | LL | N | RECOVERY 3RD SW OF D-4103 |  | Mixed Solvents
0468.01 |  |  | CONECT |  | FLGVEND | 3 | LL | N | RECOVERY 3RD SW OF D-4103 |  | Mixed Solvents
0468.02 |  |  | CONECT |  | FLGVEND | 3 | LL | N | RECOVERY 3RD SW OF D-4103 |  | Mixed Solvents
0468.03 |  |  | CONECT |  | FLANGE | 3 | LL | N | RECOVERY 3RD SW ON D-4103 |  | Mixed Solvents
0469 |  |  | VALVE |  | BALL | 1 | LL | N | RECOVERY 3RD SW OF D-4103 |  | Mixed Solvents
0469.01 |  |  | CONECT |  | SCRVEND | 1 | LL | N | RECOVERY 3RD SW OF D-4103 |  | Mixed Solvents
0469.02 |  |  | CAP |  | POE | 1 | LL | N | RECOVERY 3RD SW OF D-4103 |  | Mixed Solvents
0469.03 |  |  | VALVE |  | CHECK | 3 | LL | N | RECOVERY 3RD SW OF D-4103 |  | Mixed Solvents
0469.04 |  |  | CONECT |  | FLGVEND | 3 | LL | N | RECOVERY 3RD SW OF D-4103 |  | Mixed Solvents
0469.05 |  |  | CONECT |  | FLGVEND | 3 | LL | N | RECOVERY 3RD SW OF D-4103 |  | Mixed Solvents
0470 |  |  | RELIEF |  | RVRD | 12 | GV | N | RECOVERY 3RD W ABOVE D-4103 |  | Mixed Solvents
0470.01 |  |  | VALVE |  |  | 0.5 | GV | N | RECOVERY 3RD W ABOVE D-4103 |  | Mixed Solvents
0470.02 |  |  | VALVE |  |  | 0.5 | GV | N | RECOVERY 3RD W ABOVE D-4103 |  | Mixed Solvents
0470.03 |  |  | CAP |  | POE | 0.5 | GV | N | RECOVERY 3RD W ABOVE D-4103 |  | Mixed Solvents
0470.04 |  |  | CONECT |  | 90 DEG IN | 0.5 | GV | N | RECOVERY 3RD W ABOVE D-4103 |  | Mixed Solvents
0470.05 |  |  | CONECT |  | 90 DEG OUT | 0.5 | GV | N | RECOVERY 3RD W ABOVE D-4103 |  | Mixed Solvents
0470.06 |  |  | CONECT |  | NIPPLE | 0.5 | GV | N | RECOVERY 3RD W ABOVE D-4103 |  | Mixed Solvents
0470.07 |  |  | RELIEF |  | RV | 6 | GV | N | RECOVERY 3RD W ABOVE D-4103 |  | Mixed Solvents
0470.08 |  |  | CONECT |  | FLGVEND | 6 | GV | N | RECOVERY 3RD W ABOVE D-4103 |  | Mixed Solvents
0470.09 |  |  | CONECT |  | FLGVEND | 8 | GV | N | RECOVERY 3RD W ABOVE D-4103 |  | Mixed Solvents
0470.10 |  |  | RELIEF |  | RV | 6 | GV | N | RECOVERY 3RD W ABOVE D-4103 |  | Mixed Solvents
0470.11 |  |  | CONECT |  | FLGVEND | 6 | GV | N | RECOVERY 3RD W ABOVE D-4103 |  | Mixed Solvents
0470.12 |  |  | CONECT |  | FLGVEND | 8 | GV | N | RECOVERY 3RD W ABOVE D-4103 |  | Mixed Solvents
0470.13 |  |  | CONECT |  | FLANGE | 12 | GV | N | RECOVERY 3RD W ON D-4103 TOP |  | Mixed Solvents
0471 |  |  | VALVE |  |  | 2 | GV | N | RECOVERY 3RD ON D-4103 TOP CENTER |  | Mixed Solvents
0471.01 |  |  | CONECT |  | FLGVEND | 2 | GV | N | RECOVERY 3RD ON D-4103 TOP CENTER |  | Mixed Solvents
0471.02 |  |  | CONECT |  | FLGVEND | 2 | GV | N | RECOVERY 3RD ON D-4103 TOP CENTER |  | Mixed Solvents
0472 |  |  | VALVE |  |  | 1.5 | GV | N | RECOVERY 3RD NW ON D-4103 TOP |  | Mixed Solvents
0472.01 |  |  | CAP |  | POE | 1.5 | GV | N | RECOVERY 3RD NW ON D-4103 TOP |  | Mixed Solvents
0472.02 |  |  | CONECT |  | FLANGE | 4 | GV | N | RECOVERY 3RD NW ON D-4103 TOP |  | Mixed Solvents
0473 |  |  | CONECT |  | FLANGE | 12 | GV | N | RECOVERY 3RD E ON D-4103 TOP |  | Mixed Solvents
0473.01 |  |  | CONECT |  | FLANGE | 6 | GV | N | RECOVERY 3RD E ON D-4103 TOP |  | Mixed Solvents
0473.02 |  |  | CONECT |  | NIPPLE | 0.5 | GV | N | RECOVERY 3RD E ON D-4103 TOP |  | Mixed Solvents
0473.03 |  |  | CONECT |  | UNION | 0.5 | GV | N | RECOVERY 3RD E ON D-4103 TOP |  | Mixed Solvents
0474 |  |  | RELIEF |  | RV | 4 | GV | N | RECOVERY 3RD E ON D-4103 TOP |  | Mixed Solvents
0474.01 |  |  | CONECT |  | FLGVEND | 4 | GV | N | RECOVERY 3RD E ON D-4103 TOP |  | Mixed Solvents
0474.02 |  |  | CONECT |  | FLGVEND | 6 | GV | N | RECOVERY 3RD E ON D-4103 TOP |  | Mixed Solvents
0475 |  |  | VALVE |  | BALL | 1 | LL | N | RECOVERY 3RD UNDER DECK EAST OF D-4103 TOP |  | Mixed Solvents
0475.01 |  |  | CAP |  | POE | 1 | LL | N | RECOVERY 3RD UNDER DECK EAST OF D-4103 TOP |  | Mixed Solvents
0476 |  |  | VALVE |  | BALL | 0.75 | LL | N | RECOVERY 3RD UNDER DECK EAST OF D-4103 TOP |  | Mixed Solvents
0476.01 |  |  | CAP |  | POE | 0.75 | GV | N | RECOVERY 3RD UNDER DECK EAST OF D-4103 TOP |  | Mixed Solvents
0477 |  |  | VALVE |  | BALL | 0.75 | LL | N | RECOVERY 3RD O/H NE OF D-4103 TOP |  | Mixed Solvents
0477.01 |  |  | CONECT |  | SCRVEND | 0.75 | LL | N | RECOVERY 3RD O/H NE OF D-4103 TOP |  | Mixed Solvents
0477.02 |  |  | CONECT |  | 90 DEG IN | 0.75 | LL | N | RECOVERY 3RD O/H NE OF D-4103 TOP |  | Mixed Solvents
0477.03 |  |  | CONECT |  | 90 DEG OUT | 0.75 | LL | N | RECOVERY 3RD O/H NE OF D-4103 TOP |  | Mixed Solvents
0477.04 |  |  | CONECT |  | 90 DEG IN | 0.75 | LL | N | RECOVERY 3RD O/H NE OF D-4103 TOP |  | Mixed Solvents
0477.05 |  |  | CONECT |  | 90 DEG OUT | 0.75 | LL | N | RECOVERY 3RD O/H NE OF D-4103 TOP |  | Mixed Solvents
0478 |  |  | VALVE |  | BALL | 0.75 | LL | N | RECOVERY 3RD NE OF D-4103 TOP |  | Mixed Solvents
0478.01 |  |  | CAP |  | POE | 0.75 | LL | N | RECOVERY 3RD NE OF D-4103 TOP |  | Mixed Solvents
0479 |  |  | VALVE |  | BALL | 6 | LL | N | RECOVERY 3RD NE OF D-4103 TOP |  | Mixed Solvents
0480 |  |  | VALVE |  | BALL | 1 | LL | N | RECOVERY 3RD NE OF D-4103 TOP |  | Mixed Solvents
0480.01 |  |  | CAP |  | POE | 1 | LL | N | RECOVERY 3RD NE OF D-4103 TOP |  | Mixed Solvents
0481 |  |  | VALVE |  | CONTROL VALVE | 6 | LL | N | RECOVERY 3RD NE OF D-4103 TOP |  | Mixed Solvents
0482 |  |  | VALVE |  | BALL | 6 | LL | N | RECOVERY 3RD NE OF D-4103 TOP |  | Mixed Solvents
0483 |  |  | VALVE |  | BALL | 1 | LL | N | RECOVERY 3RD NE OF D-4103 TOP |  | Mixed Solvents
0483.01 |  |  | CAP |  | POE | 1 | LL | N | RECOVERY 3RD NE OF D-4103 TOP |  | Mixed Solvents
0484 |  |  | VALVE |  | CONTROL VALVE | 6 | LL | N | RECOVERY 3RD NE OF D-4103 TOP |  | Mixed Solvents
0485 |  |  | VALVE |  | CONTROL VALVE | 2 | LL | N | RECOVERY 3RD O/H SW OF D-4217 TOP |  | Mixed Solvents
0485.01 |  |  | CONECT |  | FLGVEND | 2 | LL | N | RECOVERY 3RD O/H SW OF D-4217 TOP |  | Mixed Solvents
0485.02 |  |  | CONECT |  | FLGVEND | 2 | LL | N | RECOVERY 3RD O/H SW OF D-4217 TOP |  | Mixed Solvents
0486 |  |  | VALVE |  | BALL | 1 | LL | N | RECOVERY 3RD SW OF D-4217 TOP |  | Mixed Solvents
0486.01 |  |  | CAP |  | POE | 1 | LL | N | RECOVERY 3RD SW OF D-4217 TOP |  | Mixed Solvents
0487 |  |  | VALVE |  | CONTROL VALVE | 2 | LL | N | RECOVERY 3RD SW OF D-4217 TOP |  | Mixed Solvents
0487.01 |  |  | CONECT |  | FLGVEND | 2 | LL | N | RECOVERY 3RD SW OF D-4217 TOP |  | Mixed Solvents
0487.02 |  |  | CONECT |  | FLGVEND | 2 | LL | N | RECOVERY 3RD SW OF D-4217 TOP |  | Mixed Solvents
0488 |  |  | VALVE |  | BALL | 1 | LL | N | RECOVERY 3RD SW OF D-4217 TOP |  | Mixed Solvents
0488.01 |  |  | CAP |  | POE | 1 | LL | N | RECOVERY 3RD SW OF D-4217 TOP |  | Mixed Solvents
0489 |  |  | CONECT |  | FLANGE | 4 | GV | N | RECOVERY 3RD S ON D-4217 |  | Mixed Solvents
0489.01 |  |  | CONECT |  | FLANGE | 4 | GV | N | RECOVERY 3RD SW ON D-4217 |  | Mixed Solvents
0490 |  |  | RELIEF |  | RV | 3 | GV | N | RECOVERY 3RD W ON D-4217 |  | Mixed Solvents
0490.01 |  |  | CONECT |  | FLGVEND | 3 | GV | N | RECOVERY 3RD W ON D-4217 |  | Mixed Solvents
0490.02 |  |  | CONECT |  | FLGVEND | 4 | GV | N | RECOVERY 3RD W ON D-4217 |  | Mixed Solvents
0490.03 |  |  | CONECT |  | FLANGE | 6 | GV | N | RECOVERY 3RD W ON D-4217 |  | Mixed Solvents
0491 |  |  | CONECT |  | FLANGE | 1 | GV | N | RECOVERY 3RD N ON D-4217 |  | Mixed Solvents
0491.01 |  |  | CONECT |  | 90 DEG IN | 1 | GV | N | RECOVERY 3RD N ON D-4217 |  | Mixed Solvents
0491.02 |  |  | CONECT |  | 90 DEG OUT | 1 | GV | N | RECOVERY 3RD N ON D-4217 |  | Mixed Solvents
0491.03 |  |  | CONECT |  | 90 DEG IN | 1 | GV | N | RECOVERY 3RD N ON D-4217 |  | Mixed Solvents
0491.04 |  |  | CONECT |  | 90 DEG OUT | 1 | GV | N | RECOVERY 3RD N ON D-4217 |  | Mixed Solvents
0491.05 |  |  | CONECT |  | TEE | 1 | GV | N | RECOVERY 3RD N ON D-4217 |  | Mixed Solvents
0491.06 |  |  | CONECT |  | TEE | 1 | GV | N | RECOVERY 3RD N ON D-4217 |  | Mixed Solvents
0491.07 |  |  | CONECT |  | TEE | 1 | GV | N | RECOVERY 3RD N ON D-4217 |  | Mixed Solvents
0491.08 |  |  | CONECT |  | REDUCER | 0.375 | GV | N | RECOVERY 3RD N ON D-4217 |  | Mixed Solvents
0491.09 |  |  | CONECT |  | TUBE FIT | 0.125 | GV | N | RECOVERY 3RD N ON D-4217 |  | Mixed Solvents
0492 |  |  | VALVE |  | BALL | 1 | GV | N | RECOVERY 3RD N ON D-4217 |  | Mixed Solvents
0492.01 |  |  | CONECT |  | SCRVEND | 1 | GV | N | RECOVERY 3RD N ON D-4217 |  | Mixed Solvents
0492.02 |  |  | CONECT |  | SCRVEND | 1 | GV | N | RECOVERY 3RD N ON D-4217 |  | Mixed Solvents
0492.03 |  |  | CONECT |  | UNION | 1 | GV | N | RECOVERY 3RD N ON D-4217 |  | Mixed Solvents
0492.04 |  |  | CONECT |  | UNION IN | 1 | GV | N | RECOVERY 3RD N ON D-4217 |  | Mixed Solvents
0492.05 |  |  | CONECT |  | UNION OUT | 1 | GV | N | RECOVERY 3RD N ON D-4217 |  | Mixed Solvents
0493 |  |  | VALVE |  |  | 0.75 | GV | N | RECOVERY 3RD N ON D-4217 |  | Mixed Solvents
0493.01 |  |  | CONECT |  | SCRVEND | 0.75 | GV | N | RECOVERY 3RD N ON D-4217 |  | Mixed Solvents
0493.02 |  |  | CONECT |  | SCRVEND | 0.75 | GV | N | RECOVERY 3RD N ON D-4217 |  | Mixed Solvents
0493.03 |  |  | CONECT |  | REDUCER | 0.25 | GV | N | RECOVERY 3RD N ON D-4217 |  | Mixed Solvents
0493.04 |  |  | CONECT |  | REDUCER | 0.75 | GV | N | RECOVERY 3RD N ON D-4217 |  | Mixed Solvents
0493.05 |  |  | CONECT |  | TEE | 1 | GV | N | RECOVERY 3RD N ON D-4217 |  | Mixed Solvents
0493.06 |  |  | CONECT |  | TEE | 1 | GV | N | RECOVERY 3RD N ON D-4217 |  | Mixed Solvents
0493.07 |  |  | CONECT |  | TEE | 1 | GV | N | RECOVERY 3RD N ON D-4217 |  | Mixed Solvents
0494 |  |  | VALVE |  | V-REG | 1 | GV | N | RECOVERY 3RD N ON D-4217 |  | Mixed Solvents
0494.01 |  |  | CONECT |  | SCRVEND | 1 | GV | N | RECOVERY 3RD N ON D-4217 |  | Mixed Solvents
0494.02 |  |  | CONECT |  | TUBE FIT | 0.125 | GV | N | RECOVERY 3RD N ON D-4217 |  | Mixed Solvents
0495 |  |  | RELIEF |  | CONVENT | 3 | GV | N | RECOVERY 3RD E ON D-4217 |  | Mixed Solvents
0495.01 |  |  | CONECT |  | FLGVEND | 3 | GV | N | RECOVERY 3RD E ON D-4217 |  | Mixed Solvents
0495.02 |  |  | CLVS-H |  | CVS-FLGVE | 3 | GV | N | RECOVERY 3RD E ON D-4217 |  | Mixed Solvents
0495.03 |  |  | CONECT |  | FLANGE | 4 | GV | N | RECOVERY 3RD E ON D-4217 |  | Mixed Solvents
0496 |  |  | CONECT |  | NIPPLE | 0.5 | LL | N | RECOVERY 3RD O/H W ON UNIT 1 CONDENSER BOTTOM |  | Mixed Solvents
0496.01 |  |  | CONECT |  | UNION | 0.5 | LL | N | RECOVERY 3RD O/H W ON UNIT 1 CONDENSER BOTTOM |  | Mixed Solvents
0496.02 |  |  | CONECT |  | FLANGE | 3 | LL | N | RECOVERY 3RD O/H W ON UNIT 1 CONDENSER BOTTOM |  | Mixed Solvents
0497 |  |  | CONECT |  | FLANGE | 10 | GV | N | RECOVERY 3RD W ON E-4209 TOP |  | Mixed Solvents
0498 |  |  | VALVE |  |  | 2 | LL | N | RECOVERY 3RD N OF E-4209 W END |  | Mixed Solvents
0498.01 |  |  | CONECT |  | FLGVEND | 2 | LL | N | RECOVERY 3RD N OF E-4209 W END |  | Mixed Solvents
0498.02 |  |  | CONECT |  | FLGVEND | 2 | LL | N | RECOVERY 3RD N OF E-4209 W END |  | Mixed Solvents
0499 |  |  | VALVE |  | BALL | 2 | LL | N | RECOVERY 3RD N OF E-4209 W END |  | Mixed Solvents
0499.01 |  |  | CAP |  | POE | 2 | LL | N | RECOVERY 3RD N OF E-4209 W END |  | Mixed Solvents
0500 |  |  | VALVE |  | CONTROL VALVE | 1.5 | LL | N | RECOVERY 3RD N OF E-4209 W END |  | Mixed Solvents
0500.01 |  |  | CONECT |  | FLGVEND | 1.5 | LL | N | RECOVERY 3RD N OF E-4209 W END |  | Mixed Solvents
0500.02 |  |  | CONECT |  | FLGVEND | 1.5 | LL | N | RECOVERY 3RD N OF E-4209 W END |  | Mixed Solvents
0501 |  |  | VALVE |  |  | 1 | LL | N | RECOVERY 3RD N OF E-4209 W END |  | Mixed Solvents
0501.01 |  |  | CAP |  |  | 1 | LL | N | RECOVERY 3RD N OF E-4209 W END |  | Mixed Solvents
0502 |  |  | VALVE |  |  | 2 | LL | N | RECOVERY 3RD N OF E-4209 W END |  | Mixed Solvents
0502.01 |  |  | CONECT |  | FLGVEND | 2 | LL | N | RECOVERY 3RD N OF E-4209 W END |  | Mixed Solvents
0502.02 |  |  | CONECT |  | FLGVEND | 2 | LL | N | RECOVERY 3RD N OF E-4209 W END |  | Mixed Solvents
0503 |  |  | VALVE |  | GATE | 1.5 | LL | N | RECOVERY 3RD N OF E-4209 W END |  | Mixed Solvents
0503.01 |  |  | CONECT |  | NIPPLE | 1.5 | LL | N | RECOVERY 3RD N OF E-4209 W END O/H |  | Mixed Solvents
0503.02 |  |  | CONECT |  | UNION | 1.5 | LL | N | RECOVERY 3RD N OF E-4209 W END O/H |  | Mixed Solvents
0504 |  |  | VALVE |  |  | 3 | LL | N | RECOVERY 3RD O/H N OF E-4209 CENTER |  | Mixed Solvents
0504.01 |  |  | CONECT |  | FLGVEND | 3 | LL | N | RECOVERY 3RD O/H N OF E-4209 CENTER |  | Mixed Solvents
0504.02 |  |  | CONECT |  | FLGVEND | 3 | LL | N | RECOVERY 3RD O/H N OF E-4209 CENTER |  | Mixed Solvents
0504.03 |  |  | VALVE |  | CHECK | 3 | LL | N | RECOVERY 3RD O/H N OF E-4209 CENTER |  | Mixed Solvents
0504.04 |  |  | CONECT |  | FLGVEND | 3 | LL | N | RECOVERY 3RD O/H N OF E-4209 CENTER |  | Mixed Solvents
0505 |  |  | VALVE |  |  | 1 | LL | N | RECOVERY 3RD O/H N OF E-4209 CENTER |  | Mixed Solvents
0505.01 |  |  | CAP |  | POE | 1 | LL | N | RECOVERY 3RD O/H N OF E-4209 CENTER |  | Mixed Solvents
0505.02 |  |  | VALVE |  |  | 1 | LL | D | RECOVERY 3RD O/H E END OF E-4209 |  | Mixed Solvents
0506 |  |  | RELIEF |  | VPR | 3 | GV | N | RECOVERY 3RD S ON D-4214 TOP |  | Mixed Solvents
0506.01 |  |  | CONECT |  | FLGVEND | 3 | GV | N | RECOVERY 3RD S ON D-4214 TOP |  | Mixed Solvents
0506.02 |  |  | CLVS-H |  | CVS-FLGVE | 4 | GV | N | RECOVERY 3RD S ON D-4214 TOP |  | Mixed Solvents
0506.03 |  |  | CONECT |  | FLANGE | 4 | GV | N | RECOVERY 3RD S ON D-4214 TOP |  | Mixed Solvents
0507 |  |  | CONECT |  | FLANGE | 4 | GV | N | RECOVERY 3RD SW ON D-4214 TOP |  | Mixed Solvents
0507.01 |  |  | CONECT |  | FLANGE | 4 | GV | N | RECOVERY 3RD W ON D-4214 TOP |  | Mixed Solvents
0507.02 |  |  | CONECT |  | FLANGE | 3 | GV | N | RECOVERY 3RD E ON D-4214 TOP |  | Mixed Solvents
0508 |  |  | CONECT |  | FLANGE | 1 | GV | N | RECOVERY 3RD N ON D-4214 TOP |  | Mixed Solvents
0508.01 |  |  | CONECT |  | 90 DEG IN | 1 | GV | N | RECOVERY 3RD N ON D-4214 TOP |  | Mixed Solvents
0508.02 |  |  | CONECT |  | 90 DEG OUT | 1 | GV | N | RECOVERY 3RD N ON D-4214 TOP |  | Mixed Solvents
0508.03 |  |  | CONECT |  | 90 DEG IN | 1 | GV | N | RECOVERY 3RD N ON D-4214 TOP |  | Mixed Solvents
0508.04 |  |  | CONECT |  | 90 DEG OUT | 1 | GV | N | RECOVERY 3RD N ON D-4214 TOP |  | Mixed Solvents
0508.05 |  |  | CONECT |  | TEE | 1 | GV | N | RECOVERY 3RD N ON D-4214 TOP |  | Mixed Solvents
0508.06 |  |  | CONECT |  | TEE | 1 | GV | N | RECOVERY 3RD N ON D-4214 TOP |  | Mixed Solvents
0508.07 |  |  | CONECT |  | TEE | 1 | GV | N | RECOVERY 3RD N ON D-4214 TOP |  | Mixed Solvents
0508.08 |  |  | CONECT |  | REDUCER | 0.5 | GV | N | RECOVERY 3RD N ON D-4214 TOP |  | Mixed Solvents
0508.09 |  |  | CONECT |  | TUBE FIT | 0.125 | GV | N | RECOVERY 3RD N ON D-4214 TOP |  | Mixed Solvents
0509 |  |  | VALVE |  |  | 1 | GV | N | RECOVERY 3RD N ON D-4214 TOP |  | Mixed Solvents
0509.01 |  |  | CONECT |  | SCRVEND | 1 | GV | N | RECOVERY 3RD N ON D-4214 TOP |  | Mixed Solvents
0509.02 |  |  | CONECT |  | SCRVEND | 1 | GV | N | RECOVERY 3RD N ON D-4214 TOP |  | Mixed Solvents
0509.03 |  |  | CONECT |  | UNION | 1 | GV | N | RECOVERY 3RD N ON D-4214 TOP |  | Mixed Solvents
0509.04 |  |  | CONECT |  | UNION IN | 1 | GV | N | RECOVERY 3RD N ON D-4214 TOP |  | Mixed Solvents
0509.05 |  |  | CONECT |  | UNION IN | 1 | GV | N | RECOVERY 3RD N ON D-4214 TOP |  | Mixed Solvents
0510 |  |  | VALVE |  | BALL | 0.75 | GV | N | RECOVERY 3RD N ON D-4214 TOP |  | Mixed Solvents
0510.01 |  |  | CONECT |  | SCRVEND | 0.75 | GV | N | RECOVERY 3RD N ON D-4214 TOP |  | Mixed Solvents
0510.02 |  |  | CONECT |  | SCRVEND | 0.75 | GV | N | RECOVERY 3RD N ON D-4214 TOP |  | Mixed Solvents
0510.03 |  |  | CONECT |  | REDUCER | 0.5 | GV | N | RECOVERY 3RD N ON D-4214 TOP |  | Mixed Solvents
0510.04 |  |  | CONECT |  | REDUCER | 0.75 | GV | N | RECOVERY 3RD N ON D-4214 TOP |  | Mixed Solvents
0510.05 |  |  | CONECT |  | TEE | 1 | GV | N | RECOVERY 3RD N ON D-4214 TOP |  | Mixed Solvents
0510.06 |  |  | CONECT |  | TEE | 1 | GV | N | RECOVERY 3RD N ON D-4214 TOP |  | Mixed Solvents
0510.07 |  |  | CONECT |  | TEE | 1 | GV | N | RECOVERY 3RD N ON D-4214 TOP |  | Mixed Solvents
0511 |  |  | VALVE |  | V-REG | 1 | GV | N | RECOVERY 3RD N ON D-4214 TOP |  | Mixed Solvents
0511.01 |  |  | CONECT |  | SCRVEND | 1 | GV | N | RECOVERY 3RD N ON D-4214 TOP |  | Mixed Solvents
0511.02 |  |  | CONECT |  | TUBE FIT | 0.125 | GV | N | RECOVERY 3RD N ON D-4214 TOP |  | Mixed Solvents
0511.03 |  |  | CONECT |  | UNION | 1 | GV | N | RECOVERY 3RD N ON D-4214 TOP |  | Mixed Solvents
0511.04 |  |  | CONECT |  | UNION IN | 1 | GV | N | RECOVERY 3RD N ON D-4214 TOP |  | Mixed Solvents
0511.05 |  |  | CONECT |  | UNION OUT | 1 | GV | N | RECOVERY 3RD N ON D-4214 TOP |  | Mixed Solvents
0512 |  |  | RELIEF |  | CONVENT | 6 | GV | N | RECOVERY 3RD D-4214 TOP CENTER |  | Mixed Solvents
0512.01 |  |  | CONECT |  | FLGVEND | 6 | GV | N | RECOVERY 3RD D-4214 TOP CENTER |  | Mixed Solvents
0512.02 |  |  | CONECT |  | FLGVEND | 8 | GV | N | RECOVERY 3RD D-4214 TOP CENTER |  | Mixed Solvents
0512.03 |  |  | CONECT |  | FLANGE | 8 | GV | N | RECOVERY 3RD D-4214 TOP CENTER |  | Mixed Solvents
0513 |  |  | RELIEF |  | RV | 1 | GV | D | RECOVERY 3RD O/H N OF E-4209 E.END |  | Mixed Solvents
0513.01 |  |  | CONECT |  | FLGVEND | 1 | GV | N | RECOVERY 3RD O/H N OF E-4209 E.END |  | Mixed Solvents
0513.02 |  |  | CONECT |  | FLGVEND | 3 | GV | N | RECOVERY 3RD O/H N OF E-4209 E.END |  | Mixed Solvents
0514 |  |  | VALVE |  |  | 8 | GV | N | RECOVERY 3RD O/H N OF E-4209 E.END |  | Mixed Solvents
0515 |  |  | VALVE |  |  | 3 | GV | N | RECOVERY 3RD O/H N OF E-4209 E.END |  | Mixed Solvents
0515.01 |  |  | CONECT |  | FLGVEND | 3 | GV | N | RECOVERY 3RD O/H N OF E-4209 E.END |  | Mixed Solvents
0515.02 |  |  | CAP |  | POE | 3 | GV | N | RECOVERY 3RD O/H N OF E-4209 E.END |  | Mixed Solvents
0516 |  |  | VALVE |  |  | 8 | GV | N | RECOVERY 3RD O/H N OF E-4209 E.END |  | Mixed Solvents
0516.01 |  |  | CONECT |  | FLANGE | 8 | GV | N | RECOVERY 3RD O/H N OF E-4209 E.END |  | Mixed Solvents
0517 |  |  | VALVE |  |  | 8 | GV | N | RECOVERY 3RD O/H S OF E-4209 E.END |  | Mixed Solvents
0517.01 |  |  | CONECT |  | FLGVEND | 8 | GV | N | RECOVERY 3RD O/H S OF E-4209 E.END |  | Mixed Solvents
0517.02 |  |  | CONECT |  | FLGVEND | 8 | GV | N | RECOVERY 3RD O/H S OF E-4209 E.END |  | Mixed Solvents
0518 |  |  | CONECT |  | NIPPLE | 0.5 | GV | N | RECOVERY 3RD ON E-4209 BOTTOM E.END |  | Mixed Solvents
0518.01 |  |  | CONECT |  | UNION | 0.5 | GV | N | RECOVERY 3RD ON E-4209 BOTTOM E.END |  | Mixed Solvents
0518.02 |  |  | CONECT |  | FLANGE | 3 | GV | N | RECOVERY 3RD ON E-4209 BOTTOM E.END |  | Mixed Solvents
0518.03 |  |  | CONECT |  | BUSHING | 0.75 | GV | N | RECOVERY 3RD ON E-4209 TOP E.END |  | Mixed Solvents
0519 |  |  | VALVE |  |  | 8 | GV | N | RECOVERY 3RD O/H N OF E-4209 E.END |  | Mixed Solvents
0519.01 |  |  | CONECT |  | FLGVEND | 8 | GV | N | RECOVERY 3RD O/H N OF E-4209 E.END |  | Mixed Solvents
0519.02 |  |  | CONECT |  | FLGVEND | 8 | GV | N | RECOVERY 3RD O/H N OF E-4209 E.END |  | Mixed Solvents
0520 |  |  | PUMP |  | VAC PUMP | 0 | LL | N | RECOVERY 3RD VP-4213 |  | Mixed Solvents
0521 |  |  | VALVE |  | CONTROL VALVE | 2 | GV | N | RECOVERY 3RD VP-4213 SUCTION |  | Mixed Solvents
0521.01 |  |  | CONECT |  | FLGVEND | 2 | GV | N | RECOVERY 3RD VP-4213 SUCTION |  | Mixed Solvents
0521.02 |  |  | CONECT |  | FLGVEND | 2 | GV | N | RECOVERY 3RD VP-4213 SUCTION |  | Mixed Solvents
0521.03 |  |  | CONECT |  | 90 DEG IN | 2 | GV | N | RECOVERY 3RD VP-4213 SUCTION |  | Mixed Solvents
0521.04 |  |  | CONECT |  | 90 DEG OUT | 2 | GV | N | RECOVERY 3RD VP-4213 SUCTION |  | Mixed Solvents
0521.05 |  |  | CONECT |  | FLANGE | 2 | GV | N | RECOVERY 3RD VP-4213 SUCTION |  | Mixed Solvents
0521.06 |  |  | CONECT |  | FLANGE | 3 | GV | N | RECOVERY 3RD VP-4213 SUCTION |  | Mixed Solvents
0522 |  |  | CONECT |  | BUSHING | 0.75 | GV | N | RECOVERY 3RD W ON TANK S OF VP-4213 |  | Mixed Solvents
0522.01 |  |  | CONECT |  | REDUCER | 0.5 | GV | N | RECOVERY 3RD W ON TANK S OF VP-4213 |  | Mixed Solvents
0522.02 |  |  | CONECT |  | BUSHING | 0.75 | GV | N | RECOVERY 3RD W ON TANK S OF VP-4213 |  | Mixed Solvents
0522.03 |  |  | CONECT |  | REDUCER | 0.5 | GV | N | RECOVERY 3RD W ON TANK S OF VP-4213 |  | Mixed Solvents
0522.04 |  |  | CONECT |  | BUSHING | 0.75 | GV | N | RECOVERY 3RD W ON TANK S OF VP-4213 |  | Mixed Solvents
0522.05 |  |  | CONECT |  | BUSHING | 0.75 | GV | N | RECOVERY 3RD W ON TANK S OF VP-4213 |  | Mixed Solvents
0523 |  |  | CONECT |  | BUSHING | 0.75 | GV | N | RECOVERY 3RD S ON TANK S OF VP-4213 |  | Mixed Solvents
0523.01 |  |  | CONECT |  | UNION | 0.75 | GV | N | RECOVERY 3RD S ON TANK S OF VP-4213 |  | Mixed Solvents
0523.02 |  |  | CONECT |  | UNION IN | 0.75 | GV | N | RECOVERY 3RD S ON TANK S OF VP-4213 |  | Mixed Solvents
0523.03 |  |  | CONECT |  | UNION OUT | 0.75 | GV | N | RECOVERY 3RD S ON TANK S OF VP-4213 |  | Mixed Solvents
0523.04 |  |  | CONECT |  | 90 DEG IN | 0.75 | GV | N | RECOVERY 3RD S ON TANK S OF VP-4213 |  | Mixed Solvents
0523.05 |  |  | CONECT |  | 90 DEG OUT | 0.75 | GV | N | RECOVERY 3RD S ON TANK S OF VP-4213 |  | Mixed Solvents
0523.06 |  |  | CONECT |  | REDUCER | 0.5 | GV | N | RECOVERY 3RD S ON TANK S OF VP-4213 |  | Mixed Solvents
0524 |  |  | VALVE |  |  | 3 | GV | N | RECOVERY 3RD S ON TANK S OF VP-4213 |  | Mixed Solvents
0524.01 |  |  | CONECT |  | FLGVEND | 3 | GV | N | RECOVERY 3RD S ON TANK S OF VP-4213 |  | Mixed Solvents
0524.02 |  |  | CONECT |  | FLGVEND | 3 | GV | N | RECOVERY 3RD S ON TANK S OF VP-4213 |  | Mixed Solvents
0525 |  |  | VALVE |  | CONTROL VALVE | 1.5 | GV | N | RECOVERY 3RD S OF TANK S OF VP-4213 |  | Mixed Solvents
0525.01 |  |  | CONECT |  | FLGVEND | 1.5 | GV | N | RECOVERY 3RD S OF TANK S OF VP-4213 |  | Mixed Solvents
0525.02 |  |  | CLVS-H |  | CVS-FLGVE | 1.5 | GV | N | RECOVERY 3RD S OF TANK S OF VP-4213 |  | Mixed Solvents
0526 |  |  | VALVE |  | BALL | 1.5 | LL | N | RECOVERY 3RD W OF Z-4203 |  | Mixed Solvents
0526.01 |  |  | CONECT |  | FLANGE | 1.5 | LL | N | RECOVERY 3RD W OF Z-4203 |  | Mixed Solvents
0527 |  |  | VALVE |  | CONTROL VALVE | 1.5 | LL | N | RECOVERY 3RD W OF Z-4203 |  | Mixed Solvents
0528 |  |  | VALVE |  | CONTROL VALVE | 1.5 | LL | N | RECOVERY 3RD W OF Z-4203 |  | Mixed Solvents
0528.01 |  |  | CONECT |  | FLGVEND | 1.5 | LL | N | RECOVERY 3RD W OF Z-4203 |  | Mixed Solvents
0528.02 |  |  | CONECT |  | FLGVEND | 1.5 | LL | N | RECOVERY 3RD W OF Z-4203 |  | Mixed Solvents
0529 |  |  | CONECT |  | MANWAY | 20 | GV | N | RECOVERY 3RD ON VB-4205 W SIDE |  | Mixed Solvents
0529.01 |  |  | VALVE |  |  | 0.5 | GV | D | RECOVERY 3RD ON VB-4205 TOP |  | Mixed Solvents
0529.02 |  |  | CONECT |  | FLANGE | 1.5 | LL | N | RECOVERY 3RD ON VB-4205 BOTTOM |  | Mixed Solvents
0529.06 |  |  | CONECT |  | FLANGE | 8 | GV | N | RECOVERY 3RD ON VB-4205 E SIDE |  | Mixed Solvents
0529A |  |  | VALVE |  | BALL | 1.5 | GV | N | RECOVERY 3RD ON VB-4205 BOTTOM |  | Mixed Solvents
0529A.01 |  |  | CONECT |  | FLG IN | 1.5 | GV | N | RECOVERY 3RD ON VB-4205 BOTTOM |  | Mixed Solvents
0529A.02 |  |  | CONECT |  | FLANGE | 1.5 | GV | N | RECOVERY 3RD ON VB-4205 BOTTOM |  | Mixed Solvents
0529A.03 |  |  | CONECT |  | FLG OUT | 1.5 | GV | N | RECOVERY 3RD ON VB-4205 BOTTOM |  | Mixed Solvents
0529B |  |  | VALVE |  | BALL | 1.5 | GV | N | RECOVERY 3RD ON VB-4205 BOTTOM |  | Mixed Solvents
0529B.01 |  |  | CONECT |  | FLG IN | 1.5 | GV | N | RECOVERY 3RD ON VB-4205 BOTTOM |  | Mixed Solvents
0529B.02 |  |  | CONECT |  | FLG OUT | 1.5 | GV | N | RECOVERY 3RD ON VB-4205 BOTTOM |  | Mixed Solvents
0529C |  |  | VALVE |  | BALL | 1.5 | GV | N | RECOVERY 3RD E. SIDE OF Z- 4203 |  | Mixed Solvents
0529C.01 |  |  | CONECT |  | FLG IN | 1.5 | GV | N | RECOVERY 3RD E. SIDE OF Z- 4203 |  | Mixed Solvents
0529C.02 |  |  | CONECT |  | FLG OUT | 1.5 | GV | N | RECOVERY 3RD E. SIDE OF Z- 4203 |  | Mixed Solvents
0529C.03 |  |  | CONECT |  | FLANGE | 1.5 | GV | N | RECOVERY 3RD E. SIDE OF Z- 4203 |  | Mixed Solvents
0530 |  |  | RELIEF |  | RVRD | 3 | GV | N | RECOVERY 3RD SE OF VB-4205 |  | Mixed Solvents
0530.01 |  |  | VALVE |  | BALL | 0.5 | GV | N | RECOVERY 3RD SE OF VB-4205 |  | Mixed Solvents
0530.02 |  |  | VALVE |  | BALL | 0.5 | GV | N | RECOVERY 3RD SE OF VB-4205 |  | Mixed Solvents
0530.03 |  |  | CONECT |  | 90 DEG IN | 0.5 | GV | N | RECOVERY 3RD SE OF VB-4205 |  | Mixed Solvents
0530.04 |  |  | CONECT |  | 90 DEG OUT | 0.5 | GV | N | RECOVERY 3RD SE OF VB-4205 |  | Mixed Solvents
0530.05 |  |  | CONECT |  | NIPPLE | 0.5 | GV | N | RECOVERY 3RD SE OF VB-4205 |  | Mixed Solvents
0530.06 |  |  | RELIEF |  | RV | 3 | GV | N | RECOVERY 3RD SE OF VB-4205 |  | Mixed Solvents
0530.07 |  |  | CONECT |  | FLGVEND | 3 | GV | N | RECOVERY 3RD SE OF VB-4205 |  | Mixed Solvents
0530.08 |  |  | CONECT |  | FLGVEND | 4 | GV | N | RECOVERY 3RD SE OF VB-4205 |  | Mixed Solvents
0531 |  |  | VALVE |  | BALL | 0.5 | GV | N | RECOVERY 3RD SE OF VB-4205 |  | Mixed Solvents
0531.01 |  |  | CAP |  | POE | 0.5 | GV | N | RECOVERY 3RD SE OF VB-4205 |  | Mixed Solvents
0532 |  |  | VALVE |  | BALL | 0.5 | GV | N | RECOVERY 3RD SE OF VB-4205 |  | Mixed Solvents
0532.01 |  |  | CONECT |  | SCRVEND | 0.5 | GV | N | RECOVERY 3RD SE OF VB-4205 |  | Mixed Solvents
0532.02 |  |  | CONECT |  | FLANGE | 0.5 | GV | N | RECOVERY 3RD SE OF VB-4205 |  | Mixed Solvents
0533 |  |  | CONECT |  | UNION | 0.5 | GV | N | RECOVERY 3RD SE OF VB-4205 |  | Mixed Solvents
0533.01 |  |  | CONECT |  | FLANGE | 12 | GV | N | RECOVERY 3RD E ON Z-4203 |  | Mixed Solvents
0533.02 |  |  | CONECT |  | FLANGE | 1.5 | LL | N | RECOVERY 3RD E ON Z-4203 |  | Mixed Solvents
0533.03 |  |  | CONECT |  | FLANGE | 0.5 | LL | N | RECOVERY 3RD S ON Z-4203 TOP |  | Mixed Solvents
0534 |  |  | VALVE |  | BALL | 1 | LL | N | RECOVERY 3RD TANK S OF VP-4213 BOTTOM |  | Mixed Solvents
0534.01 |  |  | CONECT |  | SCRVEND | 1 | LL | N | RECOVERY 3RD TANK S OF VP-4213 BOTTOM |  | Mixed Solvents
0534.02 |  |  | CONECT |  | SCRVEND | 1 | LL | N | RECOVERY 3RD TANK S OF VP-4213 BOTTOM |  | Mixed Solvents
0534.03 |  |  | CONECT |  | 90 DEG OUT | 1 | LL | N | RECOVERY 3RD TANK S OF VP-4213 BOTTOM |  | Mixed Solvents
0534.04 |  |  | CONECT |  | FLANGE | 3 | LL | N | RECOVERY 3RD TANK S OF VP-4213 BOTTOM |  | Mixed Solvents
0535 |  |  | VALVE |  | BALL | 1 | LL | N | RECOVERY 3RD S OF TANK S OF VP-4213 BOTTOM |  | Mixed Solvents
0535.01 |  |  | CONECT |  | SCRVEND | 1 | LL | N | RECOVERY 3RD S OF TANK S OF VP-4213 BOTTOM |  | Mixed Solvents
0535.02 |  |  | CONECT |  | SCRVEND | 1 | LL | N | RECOVERY 3RD S OF TANK S OF VP-4213 BOTTOM |  | Mixed Solvents
0535.03 |  |  | CONECT |  | 90 DEG IN | 1 | LL | N | RECOVERY 3RD S OF TANK S OF VP-4213 BOTTOM |  | Mixed Solvents
0535.04 |  |  | CONECT |  | 90 DEG OUT | 1 | LL | N | RECOVERY 3RD S OF TANK S OF VP-4213 BOTTOM |  | Mixed Solvents
0535.05 |  |  | CONECT |  | 90 DEG IN | 1 | LL | N | RECOVERY 3RD S OF TANK S OF VP-4213 BOTTOM |  | Mixed Solvents
0535.06 |  |  | CONECT |  | 90 DEG OUT | 1 | LL | N | RECOVERY 3RD S OF TANK S OF VP-4213 BOTTOM |  | Mixed Solvents
0536 |  |  | CLVS-H |  | VALVE | 3 | GV | N | RECOVERY 2ND O/H SW OF S-4218 |  | Mixed Solvents
0536.01 |  |  | CLVS-H |  | CVS-FLGVE | 3 | GV | N | RECOVERY 2ND O/H SW OF S-4218 |  | Mixed Solvents
0536.02 |  |  | CLVS-H |  | CVS-FLGVE | 3 | GV | N | RECOVERY 2ND O/H SW OF S-4218 |  | Mixed Solvents
0537 |  |  | CLVS-H |  | CHECK VALVE | 3 | GV | N | RECOVERY 2ND O/H SW OF S-4218 |  | Mixed Solvents
0537.01 |  |  | CLVS-H |  | CVS-FLGVE | 3 | GV | N | RECOVERY 2ND O/H SW OF S-4218 |  | Mixed Solvents
0537.02 |  |  | CLVS-H |  | CVS-FLGVE | 3 | GV | N | RECOVERY 2ND O/H SW OF S-4218 |  | Mixed Solvents
0538 |  |  | CLVS-H |  | VALVE | 3 | GV | N | RECOVERY 2ND O/H SW OF S-4218 |  | Mixed Solvents
0538.01 |  |  | CLVS-H |  | CVS-FLGVE | 3 | GV | N | RECOVERY 2ND O/H SW OF S-4218 |  | Mixed Solvents
0539 |  |  | CLVS-H |  | VALVE | 1 | GV | N | RECOVERY 2ND O/H SW OF S-4218 |  | Mixed Solvents
0539.01 |  |  | CLVS-H |  | SCRVEND | 1 | GV | N | RECOVERY 2ND O/H SW OF S-4218 |  | Mixed Solvents
0539.02 |  |  | CLVS-H |  | OEL | 1 | GV | N | RECOVERY 2ND O/H SW OF S-4218 |  | Mixed Solvents
0539.03 |  |  | CLVS-H |  | NIPPLE | 1 | GV | N | RECOVERY 2ND O/H SW OF S-4218 |  | Mixed Solvents
0540 |  |  | CLVS-H |  | FLOW METER | 3 | GV | N | RECOVERY 2ND O/H SW OF S-4218 |  | Mixed Solvents
0540.01 |  |  | CLVS-H |  | FLANGED END | 3 | GV | N | RECOVERY 2ND O/H SW OF S-4218 |  | Mixed Solvents
0540.02 |  |  | CLVS-H |  | FLANGED END | 3 | GV | N | RECOVERY 2ND O/H SW OF S-4218 |  | Mixed Solvents
0541 |  |  | CLVS-H |  | FLANGE | 1.5 | GV | N | RECOVERY 3RD VP-4113 DISCHARGE |  | Mixed Solvents
0541.01 |  |  | CLVS-H |  | PLUG | 0.375 | GV | N | RECOVERY 3RD VP-4113 DISCHARGE |  | Mixed Solvents
0541.02 |  |  | CLVS-H |  | BUSHING | 0.5 | GV | N | RECOVERY 3RD VP-4113 DISCHARGE |  | Mixed Solvents
0542 |  |  | CLVS-H |  | CHECK VALVE | 2 | GV | N | RECOVERY 3RD VP-4113 DISCHARGE |  | Mixed Solvents
0542.01 |  |  | CLVS-H |  | SCRVEND | 2 | GV | N | RECOVERY 3RD VP-4113 DISCHARGE |  | Mixed Solvents
0542.02 |  |  | CLVS-H |  | SCRVEND | 2 | GV | N | RECOVERY 3RD VP-4113 DISCHARGE |  | Mixed Solvents
0542.03 |  |  | CLVS-H |  | FLANGE | 2 | GV | N | RECOVERY 3RD VP-4113 DISCHARGE |  | Mixed Solvents
0543 |  |  | CLVS-H |  | VALVE | 1 | GV | N | RECOVERY 3RD VP-4113 DISCHARGE |  | Mixed Solvents
0543.01 |  |  | CLVS-H |  | OEL | 1 | GV | N | RECOVERY 3RD VP-4113 DISCHARGE |  | Mixed Solvents
0544 |  |  | CLVS-H |  | VALVE | 3 | GV | N | RECOVERY 3RD VP-4113 DISCHARGE |  | Mixed Solvents
0544.01 |  |  | CLVS-H |  | CVS-FLGVE | 3 | GV | N | RECOVERY 3RD VP-4113 DISCHARGE |  | Mixed Solvents
0544.02 |  |  | CLVS-H |  | CVS-FLGVE | 3 | GV | N | RECOVERY 3RD VP-4113 DISCHARGE |  | Mixed Solvents
0545 |  |  | CLVS-H |  | VALVE | 2 | GV | N | RECOVERY 3RD WEST OF VP-4113 |  | Mixed Solvents
0546 |  |  | CLVS-H |  | FLANGE | 1.5 | GV | N | RECOVERY 3RD VP-4213 DISCHARGE |  | Mixed Solvents
0546.01 |  |  | CLVS-H |  | PLUG | 0.375 | GV | N | RECOVERY 3RD VP-4213 DISCHARGE |  | Mixed Solvents
0546.02 |  |  | CLVS-H |  | BUSHING | 0.5 | GV | N | RECOVERY 3RD VP-4213 DISCHARGE |  | Mixed Solvents
0547 |  |  | CLVS-H |  | CHECK VALVE | 2 | GV | N | RECOVERY 3RD VP-4213 DISCHARGE |  | Mixed Solvents
0547.01 |  |  | CLVS-H |  | SCRVEND | 2 | GV | N | RECOVERY 3RD VP-4213 DISCHARGE |  | Mixed Solvents
0547.02 |  |  | CLVS-H |  | REDUCER | 2 | GV | N | RECOVERY 3RD VP-4213 DISCHARGE |  | Mixed Solvents
0547.03 |  |  | CLVS-H |  | FLANGE | 2 | GV | N | RECOVERY 3RD VP-4213 DISCHARGE |  | Mixed Solvents
0548 |  |  | CLVS-H |  | VALVE | 3 | GV | N | RECOVERY 3RD VP-4213 DISCHARGE |  | Mixed Solvents
0548.01 |  |  | CLVS-H |  | CVS-FLGVE | 3 | GV | N | RECOVERY 3RD VP-4213 DISCHARGE |  | Mixed Solvents
0548.02 |  |  | CLVS-H |  | CVS-FLGVE | 3 | GV | N | RECOVERY 3RD VP-4213 DISCHARGE |  | Mixed Solvents
0549 |  |  | CLVS-H |  | CHECK VALVE | 3 | GV | N | RECOVERY 3RD VP-4213 DISCHARGE |  | Mixed Solvents
0549.01 |  |  | CLVS-H |  | CVS-FLGVE | 3 | GV | N | RECOVERY 3RD VP-4213 DISCHARGE |  | Mixed Solvents
0549.02 |  |  | CLVS-H |  | CVS-FLGVE | 3 | GV | N | RECOVERY 3RD VP-4213 DISCHARGE |  | Mixed Solvents
0550 |  |  | CLVS-H |  | VALVE | 3 | GV | N | RECOVERY 3RD VP-4213 DISCHARGE |  | Mixed Solvents
0550.01 |  |  | CLVS-H |  | CVS-FLGVE | 3 | GV | N | RECOVERY 3RD VP-4213 DISCHARGE |  | Mixed Solvents
0551 |  |  | CLVS-H |  | FLOW METER | 3 | GV | D | RECOVERY 1ST P/R SOUTH OF D-4210 O/H |  | Mixed Solvents
0551.01 |  |  | CLVS-H |  | FLANGED END | 3 | GV | D | RECOVERY 1ST P/R SOUTH OF D-4210 O/H |  | Mixed Solvents
0551.02 |  |  | CLVS-H |  | FLANGED END | 3 | GV | D | RECOVERY 1ST P/R SOUTH OF D-4210 O/H |  | Mixed Solvents
0551.03 |  |  | CLVS-H |  | FLANGE | 3 | GV | D | RECOVERY 1ST P/R SOUTH OF D-4210 O/H |  | Mixed Solvents
0551.04 |  |  | CLVS-H |  | FLANGE | 3 | GV | D | RECOVERY 1ST P/R SOUTH OF D-4210 O/H |  | Mixed Solvents
0552 |  |  | CLVS-H |  | VALVE | 1 | GV | D | RECOVERY 1ST P/R SOUTH OF D-4210 O/H |  | Mixed Solvents
0552.01 |  |  | CLVS-H |  | FLANGE | 1 | GV | D | RECOVERY 1ST P/R SOUTH OF D-4210 O/H |  | Mixed Solvents
0553 |  |  | CLVS-H |  | FLANGE | 3 | GV | D | RECOVERY 1ST P/R SOUTH OF EAST MANIFOLD |  | Mixed Solvents
0553.01 |  |  | CLVS-H |  | FLANGE | 3 | GV | D | RECOVERY 1ST P/R SOUTH OF T-4105 |  | Mixed Solvents
0553.02 |  |  | CLVS-H |  | FLANGE | 1 | GV | D | RECOVERY 1ST P/R SOUTH OF MOLE SIEVE |  | Mixed Solvents
0554 |  |  | CLVS-H |  | VALVE | 6 | GV | N | RECOVERY EAST ON ECU PAD O/H |  | Mixed Solvents
0554.01 |  |  | CLVS-H |  | CVS-FLGVE | 6 | GV | N | RECOVERY EAST ON ECU PAD O/H |  | Mixed Solvents
0554.02 |  |  | CLVS-H |  | CVS-FLGVE | 6 | GV | N | RECOVERY EAST ON ECU PAD O/H |  | Mixed Solvents
0555 |  |  | CLVS-H |  | VALVE | 3 | GV | N | RECOVERY EAST ON ECU PAD O/H |  | Mixed Solvents
0555.01 |  |  | CLVS-H |  | CVS-FLGVE | 3 | GV | N | RECOVERY EAST ON ECU PAD O/H |  | Mixed Solvents
0555.02 |  |  | CLVS-H |  | CVS-FLGVE | 3 | GV | N | RECOVERY EAST ON ECU PAD O/H |  | Mixed Solvents
0556.06 |  |  | CAP |  | POE | 1 | LL | N | RECOVERY 1ST SW CORNER PUMP P-4109 SUCTION |  | Mixed Solvents
0557 |  |  | VALVE |  | BALL | 3 | LL | N | RECOVERY 1ST NE CORNER N ON P-4202 SUCTION OH |  | Mixed Solvents
0557.01 |  |  | CONECT |  | FLG IN | 3 | LL | N | RECOVERY 1ST NE CORNER N ON P-4202 SUCTION OH |  | Mixed Solvents
0557.02 |  |  | CONECT |  | FLG OUT | 3 | LL | N | RECOVERY 1ST NE CORNER N ON P-4202 SUCTION OH |  | Mixed Solvents
0558 |  |  | VALVE |  | BALL | 3 | LL | N | RECOVERY 1ST NE CORNER N ON P-4202 SUCTION OH |  | Mixed Solvents
0558.01 |  |  | CONECT |  | FLG IN | 3 | LL | N | RECOVERY 1ST NE CORNER N ON P-4202 SUCTION OH |  | Mixed Solvents
0558.02 |  |  | CAP |  | POE | 3 | LL | N | RECOVERY 1ST NE CORNER N ON P-4202 SUCTION OH |  | Mixed Solvents
0559 |  |  | VALVE |  | CONTROL VALVE | 1.5 | LL | N | RECOVERY 2ND NW OF D-4214 |  | Mixed Solvents
0559.01 |  |  | CONECT |  | FLG IN | 1.5 | LL | N | RECOVERY 2ND NW OF D-4214 |  | Mixed Solvents
0559.02 |  |  | CONECT |  | FLG OUT | 1.5 | LL | N | RECOVERY 2ND NW OF D-4214 |  | Mixed Solvents
0560 |  |  | VALVE |  | CHECK | 1.5 | LL | N | RECOVERY 1ST OVHD S OF P-4214 BOTTOM |  | Mixed Solvents
0560.01 |  |  | CONECT |  | FLG IN | 1.5 | LL | N | RECOVERY 1ST OVHD |  | Mixed Solvents
0560.02 |  |  | CONECT |  | FLG OUT | 1.5 | LL | N | RECOVERY 1ST OVHD |  | Mixed Solvents
0561 |  |  | VALVE |  | BALL | 1.5 | LL | N | RECOVERY 1ST OVHD S OF P-4214 BOTTOM |  | Mixed Solvents
0562 |  |  | VALVE |  | BALL | 0.75 | LL | N | RECOVERY 1ST NE CORNER NE OF P-4106 |  | Mixed Solvents
0562.01 |  |  | CAP |  | POE | 0.75 | LL | N | RECOVERY 1ST OVHD |  | Mixed Solvents
0601 |  |  | VALVE |  |  | 3 | LL | N | TANK FARM N TRUCK BAY |  | Mixed Solvents
0601.01 |  |  | CONECT |  | FLGVEND | 3 | LL | N | TANK FARM N TRUCK BAY |  | Mixed Solvents
0601.02 |  |  | CAP |  | POE | 3 | LL | N | TANK FARM N TRUCK BAY |  | Mixed Solvents
0601.03 |  |  | CONECT |  | FLANGE | 3 | LL | N | TANK FARM N TRUCK BAY |  | Mixed Solvents
0602 |  |  | VALVE |  |  | 3 | LL | N | TANK FARM N TRUCK BAY |  | Mixed Solvents
0602.01 |  |  | CONECT |  | FLGVEND | 3 | LL | N | TANK FARM N TRUCK BAY |  | Mixed Solvents
0602.02 |  |  | CAP |  | POE | 3 | LL | N | TANK FARM N TRUCK BAY |  | Mixed Solvents
0602.03 |  |  | CONECT |  | FLANGE | 3 | LL | N | TANK FARM N TRUCK BAY |  | Mixed Solvents
0603 |  |  | VALVE |  |  | 3 | LL | N | TANK FARM N IN N MANIFOLD AREA |  | Mixed Solvents
0603.01 |  |  | CONECT |  | FLGVEND | 3 | LL | N | TANK FARM N IN N MANIFOLD AREA |  | Mixed Solvents
0603.02 |  |  | CONECT |  | FLGVEND | 3 | LL | N | TANK FARM N IN N MANIFOLD AREA |  | Mixed Solvents
0603.03 |  |  | CONECT |  | FLANGE | 3 | LL | N | TANK FARM N IN N MANIFOLD AREA |  | Mixed Solvents
0604 |  |  | VALVE |  |  | 3 | LL | N | TANK FARM N IN N MANIFOLD AREA |  | Mixed Solvents
0604.01 |  |  | CONECT |  | FLGVEND | 3 | LL | N | TANK FARM N IN N MANIFOLD AREA |  | Mixed Solvents
0604.02 |  |  | CONECT |  | FLGVEND | 3 | LL | N | TANK FARM N IN N MANIFOLD AREA |  | Mixed Solvents
0604.03 |  |  | CONECT |  | FLANGE | 3 | LL | N | TANK FARM N IN N MANIFOLD AREA |  | Mixed Solvents
0605 |  |  | VALVE |  |  | 3 | LL | N | TANK FARM N IN N MANIFOLD AREA |  | Mixed Solvents
0605.01 |  |  | CONECT |  | FLGVEND | 3 | LL | N | TANK FARM N IN N MANIFOLD AREA |  | Mixed Solvents
0605.02 |  |  | CAP |  | POE | 3 | LL | N | TANK FARM N IN N MANIFOLD AREA |  | Mixed Solvents
0606 |  |  | VALVE |  |  | 3 | LL | N | TANK FARM N IN N MANIFOLD AREA |  | Mixed Solvents
0606.01 |  |  | CONECT |  | FLGVEND | 3 | LL | N | TANK FARM N IN N MANIFOLD AREA |  | Mixed Solvents
0606.02 |  |  | CAP |  | POE | 3 | LL | N | TANK FARM N IN N MANIFOLD AREA |  | Mixed Solvents
0607 |  |  | VALVE |  |  | 3 | LL | N | TANK FARM N IN N MANIFOLD AREA |  | Mixed Solvents
0607.01 |  |  | CONECT |  | FLGVEND | 3 | LL | N | TANK FARM N IN N MANIFOLD AREA |  | Mixed Solvents
0607.02 |  |  | CAP |  | POE | 3 | LL | N | TANK FARM N IN N MANIFOLD AREA |  | Mixed Solvents
0607.03 |  |  | CONECT |  | FLANGE | 3 | LL | N | TANK FARM N IN N MANIFOLD AREA |  | Mixed Solvents
0608 |  |  | VALVE |  |  | 3 | LL | N | TANK FARM N MANIFOLD N-S-T#1 LINE |  | Mixed Solvents
0608.01 |  |  | CONECT |  | FLGVEND | 3 | LL | N | TANK FARM N MANIFOLD N-S-T#1 LINE |  | Mixed Solvents
0608.02 |  |  | CAP |  | POE | 3 | LL | N | TANK FARM N MANIFOLD N-S-T#1 LINE |  | Mixed Solvents
0609 |  |  | VALVE |  |  | 3 | LL | N | TANK FARM N MANIFOLD TK-2012 LINE |  | Mixed Solvents
0609.01 |  |  | CONECT |  | FLGVEND | 3 | LL | N | TANK FARM N MANIFOLD TK-2012 LINE |  | Mixed Solvents
0609.02 |  |  | CAP |  | POE | 3 | LL | N | TANK FARM N MANIFOLD TK-2012 LINE |  | Mixed Solvents
0610 |  |  | VALVE |  |  | 3 | LL | N | TANK FARM N MANIFOLD TK-2009 LINE |  | Mixed Solvents
0610.01 |  |  | CONECT |  | FLGVEND | 3 | LL | N | TANK FARM N MANIFOLD TK-2009 LINE |  | Mixed Solvents
0610.02 |  |  | CAP |  | POE | 3 | LL | N | TANK FARM N MANIFOLD TK-2009 LINE |  | Mixed Solvents
0611 |  |  | VALVE |  |  | 3 | LL | N | TANK FARM N MANIFOLD N-S-T#2 LINE |  | Mixed Solvents
0611.01 |  |  | CONECT |  | FLGVEND | 3 | LL | N | TANK FARM N MANIFOLD N-S-T#2 LINE |  | Mixed Solvents
0611.02 |  |  | CAP |  | POE | 3 | LL | N | TANK FARM N MANIFOLD N-S-T#2 LINE |  | Mixed Solvents
0612 |  |  | VALVE |  |  | 3 | LL | N | TANK FARM N MANIFOLD TK-2013 LINE |  | Mixed Solvents
0612.01 |  |  | CONECT |  | FLGVEND | 3 | LL | N | TANK FARM N MANIFOLD TK-2013 LINE |  | Mixed Solvents
0612.02 |  |  | CAP |  | POE | 3 | LL | N | TANK FARM N MANIFOLD TK-2013 LINE |  | Mixed Solvents
0613 |  |  | VALVE |  |  | 3 | LL | N | TANK FARM N MANIFOLD TK-2010 LINE |  | Mixed Solvents
0613.01 |  |  | CONECT |  | FLGVEND | 3 | LL | N | TANK FARM N MANIFOLD TK-2010 LINE |  | Mixed Solvents
0613.02 |  |  | CAP |  | POE | 3 | LL | N | TANK FARM N MANIFOLD TK-2010 LINE |  | Mixed Solvents
0614 |  |  | VALVE |  |  | 3 | LL | N | TANK FARM N MANIFOLD N-S-T#3 LINE |  | Mixed Solvents
0614.01 |  |  | CONECT |  | FLGVEND | 3 | LL | N | TANK FARM N MANIFOLD N-S-T#3 LINE |  | Mixed Solvents
0614.02 |  |  | CAP |  | POE | 3 | LL | N | TANK FARM N MANIFOLD N-S-T#3 LINE |  | Mixed Solvents
0615 |  |  | VALVE |  |  | 3 | LL | N | TANK FARM N MANIFOLD TK-2014 LINE |  | Mixed Solvents
0615.01 |  |  | CONECT |  | FLGVEND | 3 | LL | N | TANK FARM N MANIFOLD TK-2014 LINE |  | Mixed Solvents
0615.02 |  |  | CAP |  | POE | 3 | LL | N | TANK FARM N MANIFOLD TK-2014 LINE |  | Mixed Solvents
0616 |  |  | VALVE |  |  | 3 | LL | N | TANK FARM N MANIFOLD N-P-T #9 LINE |  | Mixed Solvents
0616.01 |  |  | CONECT |  | FLGVEND | 3 | LL | N | TANK FARM N MANIFOLD N-P-T #9 LINE |  | Mixed Solvents
0616.02 |  |  | CAP |  | POE | 3 | LL | N | TANK FARM N MANIFOLD N-P-T LINE |  | Mixed Solvents
0617 |  |  | VALVE |  |  | 3 | LL | N | TANK FARM N MANIFOLD TK-2016 LINE |  | Mixed Solvents
0617.01 |  |  | CONECT |  | FLGVEND | 3 | LL | N | TANK FARM N MANIFOLD TK-2016 LINE |  | Mixed Solvents
0617.02 |  |  | CAP |  | POE | 3 | LL | N | TANK FARM N MANIFOLD TK-2016 LINE |  | Mixed Solvents
0618 |  |  | VALVE |  |  | 3 | LL | N | TANK FARM N MANIFOLD N-P-T#8 LINE |  | Mixed Solvents
0618.01 |  |  | CONECT |  | FLGVEND | 3 | LL | N | TANK FARM N MANIFOLD N-P-T#8 LINE |  | Mixed Solvents
0618.02 |  |  | CAP |  | POE | 3 | LL | N | TANK FARM N MANIFOLD N-P-T#8 LINE |  | Mixed Solvents
0619 |  |  | VALVE |  |  | 3 | LL | N | TANK FARM N MANIFOLD TK-2015 LINE |  | Mixed Solvents
0619.01 |  |  | CONECT |  | FLGVEND | 3 | LL | N | TANK FARM N MANIFOLD TK-2015 LINE |  | Mixed Solvents
0619.02 |  |  | CAP |  | POE | 3 | LL | N | TANK FARM N MANIFOLD TK-2015 LINE |  | Mixed Solvents
0620 |  |  | VALVE |  |  | 3 | LL | N | TANK FARM N MANIFOLD N-P-T#7 LINE |  | Mixed Solvents
0620.01 |  |  | CONECT |  | FLGVEND | 3 | LL | N | TANK FARM N MANIFOLD N-P-T#7 LINE |  | Mixed Solvents
0620.02 |  |  | CAP |  | POE | 3 | LL | N | TANK FARM N MANIFOLD N-P-T#7 LINE |  | Mixed Solvents
0621 |  |  | VALVE |  |  | 3 | LL | N | TANK FARM N MANIFOLD N-P-T#6 LINE |  | Mixed Solvents
0621.01 |  |  | CONECT |  | FLGVEND | 3 | LL | N | TANK FARM N MANIFOLD N-P-T#6 LINE |  | Mixed Solvents
0621.02 |  |  | CAP |  | POE | 3 | LL | N | TANK FARM N MANIFOLD N-P-T#6 LINE |  | Mixed Solvents
0622 |  |  | VALVE |  |  | 3 | LL | N | TANK FARM N MANIFOLD N-P-T#5 LINE |  | Mixed Solvents
0622.01 |  |  | CONECT |  | FLGVEND | 3 | LL | N | TANK FARM N MANIFOLD N-P-T#5 LINE |  | Mixed Solvents
0622.02 |  |  | CAP |  | POE | 3 | LL | N | TANK FARM N MANIFOLD N-P-T#5 LINE |  | Mixed Solvents
0623 |  |  | VALVE |  |  | 3 | LL | N | TANK FARM N MANIFOLD TK-2004 LINE |  | Mixed Solvents
0623.01 |  |  | CONECT |  | FLGVEND | 3 | LL | N | TANK FARM N MANIFOLD TK-2004 LINE |  | Mixed Solvents
0623.02 |  |  | CAP |  | POE | 3 | LL | N | TANK FARM N MANIFOLD TK-2004 LINE |  | Mixed Solvents
0624 |  |  | VALVE |  |  | 3 | LL | N | TANK FARM N MANIFOLD TK-2003 LINE |  | Mixed Solvents
0624.01 |  |  | CONECT |  | FLGVEND | 3 | LL | N | TANK FARM N MANIFOLD TK-2003 LINE |  | Mixed Solvents
0624.02 |  |  | CAP |  | POE | 3 | LL | N | TANK FARM N MANIFOLD TK-2003 LINE |  | Mixed Solvents
0625 |  |  | VALVE |  |  | 3 | LL | N | TANK FARM N MANIFOLD N-P-T#4 LINE |  | Mixed Solvents
0625.01 |  |  | CONECT |  | FLGVEND | 3 | LL | N | TANK FARM N MANIFOLD N-P-T#4 LINE |  | Mixed Solvents
0625.02 |  |  | CAP |  | POE | 3 | LL | N | TANK FARM N MANIFOLD N-P-T#4 LINE |  | Mixed Solvents
0626 |  |  | VALVE |  |  | 3 | LL | N | TANK FARM N MANIFOLD TK-2002 LINE |  | Mixed Solvents
0626.01 |  |  | CONECT |  | FLGVEND | 3 | LL | N | TANK FARM N MANIFOLD TK-2002 LINE |  | Mixed Solvents
0626.02 |  |  | CAP |  | POE | 3 | LL | N | TANK FARM N MANIFOLD TK-2002 LINE |  | Mixed Solvents
0627 |  |  | VALVE |  |  | 3 | LL | N | TANK FARM N MANIFOLD TK-2001 LINE |  | Mixed Solvents
0627.01 |  |  | CONECT |  | FLGVEND | 3 | LL | N | TANK FARM N MANIFOLD TK-2001 LINE |  | Mixed Solvents
0627.02 |  |  | CAP |  | POE | 3 | LL | N | TANK FARM N MANIFOLD TK-2001 LINE |  | Mixed Solvents
0628 |  |  | VALVE |  |  | 3 | LL | N | TANK FARM N MANIFOLD N-P-T#3 LINE |  | Mixed Solvents
0628.01 |  |  | CONECT |  | FLGVEND | 3 | LL | N | TANK FARM N MANIFOLD N-P-T#3 LINE |  | Mixed Solvents
0628.02 |  |  | CAP |  | POE | 3 | LL | N | TANK FARM N MANIFOLD N-P-T#3 LINE |  | Mixed Solvents
0629 |  |  | VALVE |  |  | 3 | LL | N | TANK FARM N MANIFOLD TK-2005 LINE |  | Mixed Solvents
0629.01 |  |  | CONECT |  | FLGVEND | 3 | LL | N | TANK FARM N MANIFOLD TK-2005 LINE |  | Mixed Solvents
0629.02 |  |  | CAP |  | POE | 3 | LL | N | TANK FARM N MANIFOLD TK-2005 LINE |  | Mixed Solvents
0630 |  |  | VALVE |  |  | 3 | LL | N | TANK FARM N MANIFOLD N-P-T#2 LINE |  | Mixed Solvents
0630.01 |  |  | CONECT |  | FLGVEND | 3 | LL | N | TANK FARM N MANIFOLD N-P-T#2 LINE |  | Mixed Solvents
0630.02 |  |  | CAP |  | POE | 3 | LL | N | TANK FARM N MANIFOLD N-P-T#2 LINE |  | Mixed Solvents
0631 |  |  | VALVE |  |  | 3 | LL | N | TANK FARM N MANIFOLD TK-2006 LINE |  | Mixed Solvents
0631.01 |  |  | CONECT |  | FLGVEND | 3 | LL | N | TANK FARM N MANIFOLD TK-2006 LINE |  | Mixed Solvents
0631.02 |  |  | CAP |  | POE | 3 | LL | N | TANK FARM N MANIFOLD TK-2006 LINE |  | Mixed Solvents
0632 |  |  | VALVE |  |  | 3 | LL | N | TANK FARM N MANIFOLD TK-2007 LINE |  | Mixed Solvents
0632.01 |  |  | CONECT |  | FLGVEND | 3 | LL | N | TANK FARM N MANIFOLD TK-2007 LINE |  | Mixed Solvents
0632.02 |  |  | CAP |  | POE | 3 | LL | N | TANK FARM N MANIFOLD TK-2007 LINE |  | Mixed Solvents
0633 |  |  | VALVE |  |  | 3 | LL | N | TANK FARM N MANIFOLD N-P-T#1 LINE |  | Mixed Solvents
0633.01 |  |  | CONECT |  | FLGVEND | 3 | LL | N | TANK FARM N MANIFOLD N-P-T#1 LINE |  | Mixed Solvents
0633.02 |  |  | CAP |  | POE | 3 | LL | N | TANK FARM N MANIFOLD N-P-T#1 LINE |  | Mixed Solvents
0634 |  |  | VALVE |  |  | 3 | LL | N | TANK FARM N MANIFOLD TK-2008 LINE |  | Mixed Solvents
0634.01 |  |  | CONECT |  | FLGVEND | 3 | LL | N | TANK FARM N MANIFOLD TK-2008 LINE |  | Mixed Solvents
0634.02 |  |  | CAP |  | POE | 3 | LL | N | TANK FARM N MANIFOLD TK-2008 LINE |  | Mixed Solvents
0635 |  |  | VALVE |  |  | 3 | LL | N | TANK FARM N MANIFOLD TK-2011 LINE |  | Mixed Solvents
0635.01 |  |  | CONECT |  | FLGVEND | 3 | LL | N | TANK FARM N MANIFOLD TK-2011 LINE |  | Mixed Solvents
0635.02 |  |  | CAP |  | POE | 3 | LL | N | TANK FARM N MANIFOLD TK-2011 LINE |  | Mixed Solvents
0636 |  |  | VALVE |  |  | 3 | LL | N | TANK FARM N MANIFOLD P-2024 DISCHARGE |  | Mixed Solvents
0636.01 |  |  | CONECT |  |  | 3 | LL | N | TANK FARM N MANIFOLD P-2024 DISCHARGE |  | Mixed Solvents
0636.02 |  |  | CAP |  | POE | 3 | LL | N | TANK FARM N MANIFOLD P-2024 DISCHARGE |  | Mixed Solvents
0637 |  |  | VALVE |  |  | 3 | LL | N | TANK FARM N MANIFOLD P-2022 SUCTION |  | Mixed Solvents
0637.01 |  |  | CONECT |  |  | 3 | LL | N | TANK FARM N MANIFOLD P-2022 SUCTION |  | Mixed Solvents
0637.02 |  |  | CAP |  | POE | 3 | LL | N | TANK FARM N MANIFOLD P-2022 SUCTION |  | Mixed Solvents
0638 |  |  | VALVE |  |  | 3 | LL | N | TANK FARM N MANIFOLD P-2022 DISCHARGE |  | Mixed Solvents
0638.01 |  |  | CONECT |  | FLGVEND | 3 | LL | N | TANK FARM N MANIFOLD P-2022 DISCHARGE |  | Mixed Solvents
0638.02 |  |  | CAP |  | POE | 3 | LL | N | TANK FARM N MANIFOLD P-2022 DISCHARGE |  | Mixed Solvents
0639 |  |  | VALVE |  |  | 3 | LL | N | TANK FARM N MANIFOLD P-2022 DISCHARGE |  | Mixed Solvents
0639.01 |  |  | CONECT |  | FLGVEND | 3 | LL | N | TANK FARM N MANIFOLD P-2022 DISCHARGE |  | Mixed Solvents
0639.02 |  |  | CONECT |  | FLGVEND | 3 | LL | N | TANK FARM N MANIFOLD P-2022 DISCHARGE |  | Mixed Solvents
0639.03 |  |  | CONECT |  | FLANGE | 3 | LL | N | TANK FARM N MANIFOLD P-2022 DISCHARGE |  | Mixed Solvents
0640.01 |  |  | CONECT |  | SCRVEND | 2 | LL | N | TANK FARM N MANIFOLD P-2022 DISCHARGE FILTER |  | Mixed Solvents
0640.02 |  |  | CAP |  | POE | 3 | LL | N | TANK FARM N MANIFOLD P-2022 DISCHARGE FILTER |  | Mixed Solvents
0640.03 |  |  | CONECT |  | SCREND | 2 | LL | N | TANK FARM N MANIFOLD P-2022 DISCHARGE FILTER |  | Mixed Solvents
0641.01 |  |  | CONECT |  | SCRVEND | 2 | LL | N | TANK FARM N MANIFOLD P-2022 DISCHARGE FILTER |  | Mixed Solvents
0641.02 |  |  | CAP |  | POE | 2 | LL | N | TANK FARM N MANIFOLD P-2022 DISCHARGE FILTER |  | Mixed Solvents
0641.03 |  |  | CONECT |  | 90 DEG IN | 2 | LL | N | TANK FARM N MANIFOLD P-2022 DISCHARGE FILTER |  | Mixed Solvents
0641.04 |  |  | CONECT |  | 90 DEG OUT | 2 | LL | N | TANK FARM N MANIFOLD P-2022 DISCHARGE FILTER |  | Mixed Solvents
0641.05 |  |  | CONECT |  | BUSHING | 0.5 | LL | N | TANK FARM N MANIFOLD P-2022 DISCHARGE FILTER E SIDE |  | Mixed Solvents
0641.06 |  |  | CONECT |  | BUSHING | 0.5 | LL | N | TANK FARM N MANIFOLD P-2022 DISCHARGE FILTER E SIDE |  | Mixed Solvents
0641.07 |  |  | CONECT |  | STRAINER | 2 | LL | N | TANK FARM N MANIFOLD P-2022 DISCHARGE FILTER E SIDE |  | Mixed Solvents
0642 |  |  | VALVE |  |  | 3 | LL | N | TANK FARM N MANIFOLD P-2022 DISCHARGE |  | Mixed Solvents
0642.01 |  |  | CONECT |  | FLGVEND | 3 | LL | N | TANK FARM N MANIFOLD P-2022 DISCHARGE |  | Mixed Solvents
0642.02 |  |  | CONECT |  | FLGVEND | 3 | LL | N | TANK FARM N MANIFOLD P-2022 DISCHARGE |  | Mixed Solvents
0642.03 |  |  | CONECT |  | FLANGE | 3 | LL | N | TANK FARM N MANIFOLD P-2022 DISCHARGE FILTER |  | Mixed Solvents
0642.04 |  |  | CONECT |  | REDUCER | 3 | LL | N | TANK FARM N MANIFOLD P-2022 DISCHARGE FILTER |  | Mixed Solvents
0642.05 |  |  | CONECT |  | SCREND | 2 | LL | N | TANK FARM N MANIFOLD P-2022 DISCHARGE FILTER |  | Mixed Solvents
0642.06 |  |  | CONECT |  | NIPPLE | 2 | LL | N | TANK FARM N MANIFOLD P-2022 DISCHARGE FILTER TOP |  | Mixed Solvents
0643 |  |  | VALVE |  |  | 3 | LL | N | TANK FARM N MANIFOLD P-2022 DISCHARGE |  | Mixed Solvents
0643.01 |  |  | CONECT |  | FLGVEND | 3 | LL | N | TANK FARM N MANIFOLD P-2022 DISCHARGE |  | Mixed Solvents
0643.02 |  |  | CONECT |  | FLGVEND | 3 | LL | N | TANK FARM N MANIFOLD P-2022 DISCHARGE |  | Mixed Solvents
0644 |  |  | VALVE |  |  | 1 | LL | N | TANK FARM N MANIFOLD P-2022 DISCHARGE |  | Mixed Solvents
0644.01 |  |  | CONECT |  | SCRVEND | 1 | LL | N | TANK FARM N MANIFOLD P-2022 DISCHARGE |  | Mixed Solvents
0644.02 |  |  | CONECT |  | SCRVEND | 1 | LL | N | TANK FARM N MANIFOLD P-2022 DISCHARGE |  | Mixed Solvents
0644.03 |  |  | CONECT |  | NIPPLE | 1 | LL | N | TANK FARM N MANIFOLD P-2022 DISCHARGE |  | Mixed Solvents
0644.04 |  |  | CONECT |  | REDUCER | 0.5 | LL | N | TANK FARM N MANIFOLD P-2022 DISCHARGE |  | Mixed Solvents
0644.05 |  |  | CONECT |  | NIPPLE | 0.5 | LL | N | TANK FARM N MANIFOLD P-2022 DISCHARGE |  | Mixed Solvents
0644.06 |  |  | CONECT |  | FLANGE | 0.5 | LL | N | TANK FARM N MANIFOLD P-2022 DISCHARGE |  | Mixed Solvents
0645 |  |  | VALVE |  |  | 3 | LL | N | TANK FARM N MANIFOLD P-2022 SUCTION |  | Mixed Solvents
0645.01 |  |  | CONECT |  | FLGVEND | 3 | LL | N | TANK FARM N MANIFOLD P-2022 SUCTION |  | Mixed Solvents
0645.02 |  |  | CONECT |  | FLGVEND | 3 | LL | N | TANK FARM N MANIFOLD P-2022 SUCTION |  | Mixed Solvents
0646 |  |  | VALVE |  |  | 0.5 | LL | N | TANK FARM N MANIFOLD P-2022 DRAIN |  | Mixed Solvents
0646.01 |  |  | CONECT |  | SCRVEND | 0.5 | LL | N | TANK FARM N MANIFOLD P-2022 DRAIN |  | Mixed Solvents
0646.02 |  |  | CAP |  | POE | 0.5 | LL | N | TANK FARM N MANIFOLD P-2022 DRAIN |  | Mixed Solvents
0646.03 |  |  | CONECT |  | NIPPLE | 0.5 | LL | N | TANK FARM N MANIFOLD P-2022 DRAIN |  | Mixed Solvents
0647 |  |  | PUMP |  |  | 0 | LL | N | TANK FARM N MANIFOLD P-2022 |  | Mixed Solvents
0647.01 |  |  | CONECT |  | FLG IN | 3 | LL | N | TANK FARM N MANIFOLD P-2022 |  | Mixed Solvents
0647.02 |  |  | CONECT |  | FLG OUT | 2 | LL | N | TANK FARM N MANIFOLD P-2022 |  | Mixed Solvents
0648.01 |  |  | CONECT |  | SCRVEND | 1 | LL | N | TANK FARM N MANIFOLD P-2022 DISCHARGE |  | Mixed Solvents
0648.02 |  |  | CAP |  | POE | 1 | LL | N | TANK FARM N MANIFOLD P-2022 DISCHARGE |  | Mixed Solvents
0648.03 |  |  | CONECT |  | 90 DEG IN | 1 | LL | N | TANK FARM N MANIFOLD P-2022 DISCHARGE |  | Mixed Solvents
0648.04 |  |  | CONECT |  | 90 DEG OUT | 1 | LL | N | TANK FARM N MANIFOLD P-2022 DISCHARGE |  | Mixed Solvents
0648.05 |  |  | CONECT |  | NIPPLE | 1 | LL | N | TANK FARM N MANIFOLD P-2022 DISCHARGE |  | Mixed Solvents
0649 |  |  | VALVE |  |  | 3 | LL | N | TANK FARM N MANIFOLD P-2023 SUCTION |  | Mixed Solvents
0649.01 |  |  | CONECT |  | FLGVEND | 3 | LL | N | TANK FARM N MANIFOLD P-2023 SUCTION |  | Mixed Solvents
0649.02 |  |  | CAP |  | POE | 3 | LL | N | TANK FARM N MANIFOLD P-2023 SUCTION |  | Mixed Solvents
0650 |  |  | VALVE |  |  | 3 | LL | N | TANK FARM N MANIFOLD P-2023 SUCTION |  | Mixed Solvents
0650.01 |  |  | CONECT |  | FLGVEND | 3 | LL | N | TANK FARM N MANIFOLD P-2023 SUCTION |  | Mixed Solvents
0650.02 |  |  | CONECT |  | FLGVEND | 3 | LL | N | TANK FARM N MANIFOLD P-2023 SUCTION |  | Mixed Solvents
0651 |  |  | VALVE |  |  | 3 | LL | N | TANK FARM N MANIFOLD P-2023 DISCHARGE |  | Mixed Solvents
0651.01 |  |  | CONECT |  | FLGVEND | 3 | LL | N | TANK FARM N MANIFOLD P-2023 DISCHARGE |  | Mixed Solvents
0651.02 |  |  | CAP |  | POE | 3 | LL | N | TANK FARM N MANIFOLD P-2023 DISCHARGE |  | Mixed Solvents
0652 |  |  | VALVE |  |  | 3 | LL | N | TANK FARM N MANIFOLD P-2023 DISCHARGE |  | Mixed Solvents
0652.01 |  |  | CONECT |  | FLGVEND | 3 | LL | N | TANK FARM N MANIFOLD P-2023 DISCHARGE |  | Mixed Solvents
0652.02 |  |  | CONECT |  | FLGVEND | 3 | LL | N | TANK FARM N MANIFOLD P-2023 DISCHARGE |  | Mixed Solvents
0653 |  |  | VALVE |  |  | 1 | LL | N | TANK FARM N MANIFOLD P-2023 DISCHARGE |  | Mixed Solvents
0653.01 |  |  | CONECT |  | SCRVEND | 1 | LL | N | TANK FARM N MANIFOLD P-2023 DISCHARGE |  | Mixed Solvents
0653.02 |  |  | CONECT |  | SCRVEND | 1 | LL | N | TANK FARM N MANIFOLD P-2023 DISCHARGE |  | Mixed Solvents
0653.03 |  |  | CONECT |  | NIPPLE | 1 | LL | N | TANK FARM N MANIFOLD P-2023 DISCHARGE |  | Mixed Solvents
0653.04 |  |  | CONECT |  | REDUCER | 0.5 | LL | N | TANK FARM N MANIFOLD P-2023 DISCHARGE |  | Mixed Solvents
0653.05 |  |  | CONECT |  | NIPPLE | 0.5 | LL | N | TANK FARM N MANIFOLD P-2023 DISCHARGE |  | Mixed Solvents
0653.06 |  |  | CONECT |  | FLANGE | 0.5 | LL | N | TANK FARM N MANIFOLD P-2023 DISCHARGE |  | Mixed Solvents
0654 |  |  | PUMP |  |  | 0 | LL | N | TANK FARM N MANIFOLD P-2023 |  | Mixed Solvents
0654.01 |  |  | CONECT |  | FLG IN | 3 | LL | N | TANK FARM N MANIFOLD P-2023 |  | Mixed Solvents
0654.02 |  |  | CONECT |  | FLG OUT | 1.5 | LL | N | TANK FARM N MANIFOLD P-2023 |  | Mixed Solvents
0655 |  |  | VALVE |  |  | 1 | LL | N | TANK FARM N MANIFOLD P-2023 DISCHARGE |  | Mixed Solvents
0655.01 |  |  | CONECT |  | SCRVEND | 1 | LL | N | TANK FARM N MANIFOLD P-2023 DISCHARGE |  | Mixed Solvents
0655.02 |  |  | CAP |  | POE | 1 | LL | N | TANK FARM N MANIFOLD P-2023 DISCHARGE |  | Mixed Solvents
0655.03 |  |  | CONECT |  | 90 DEG IN | 1 | LL | N | TANK FARM N MANIFOLD P-2023 DISCHARGE |  | Mixed Solvents
0655.04 |  |  | CONECT |  | 90 DEG OUT | 1 | LL | N | TANK FARM N MANIFOLD P-2023 DISCHARGE |  | Mixed Solvents
0655.05 |  |  | CONECT |  | NIPPLE | 1 | LL | N | TANK FARM N MANIFOLD P-2023 DISCHARGE |  | Mixed Solvents
0656 |  |  | VALVE |  |  | 3 | LL | N | TANK FARM N MANIFOLD P-2024 SUCTION |  | Mixed Solvents
0656.01 |  |  | CONECT |  | FLGVEND | 3 | LL | N | TANK FARM N MANIFOLD P-2024 SUCTION |  | Mixed Solvents
0656.02 |  |  | CAP |  | POE | 3 | LL | N | TANK FARM N MANIFOLD P-2024 SUCTION |  | Mixed Solvents
0657 |  |  | VALVE |  |  | 3 | LL | N | TANK FARM N MANIFOLD P-2024 SUCTION |  | Mixed Solvents
0657.01 |  |  | CONECT |  | FLGVEND | 3 | LL | N | TANK FARM N MANIFOLD P-2024 SUCTION |  | Mixed Solvents
0657.02 |  |  | CONECT |  | FLGVEND | 3 | LL | N | TANK FARM N MANIFOLD P-2024 SUCTION |  | Mixed Solvents
0658 |  |  | VALVE |  |  | 3 | LL | N | TANK FARM N MANIFOLD P-2024 DISCHARGE |  | Mixed Solvents
0658.01 |  |  | CONECT |  | FLGVEND | 3 | LL | N | TANK FARM N MANIFOLD P-2024 DISCHARGE |  | Mixed Solvents
0658.02 |  |  | CONECT |  | FLGVEND | 3 | LL | N | TANK FARM N MANIFOLD P-2024 DISCHARGE |  | Mixed Solvents
0659 |  |  | VALVE |  |  | 1 | LL | N | TANK FARM N MANIFOLD P-2024 DISCHARGE |  | Mixed Solvents
0659.01 |  |  | CONECT |  | SCRVEND | 1 | LL | N | TANK FARM N MANIFOLD P-2024 DISCHARGE |  | Mixed Solvents
0659.02 |  |  | CONECT |  | SCRVEND | 1 | LL | N | TANK FARM N MANIFOLD P-2024 DISCHARGE |  | Mixed Solvents
0659.03 |  |  | CONECT |  | NIPPLE | 1 | LL | N | TANK FARM N MANIFOLD P-2024 DISCHARGE |  | Mixed Solvents
0659.04 |  |  | CONECT |  | REDUCER | 0.5 | LL | N | TANK FARM N MANIFOLD P-2024 DISCHARGE |  | Mixed Solvents
0659.05 |  |  | CONECT |  | FLANGE | 0.5 | LL | N | TANK FARM N MANIFOLD P-2024 DISCHARGE |  | Mixed Solvents
0660 |  |  | PUMP |  |  | 0 | LL | N | TANK FARM N MANIFOLD P-2024 |  | Mixed Solvents
0660.01 |  |  | CONECT |  | FLG IN | 1.5 | LL | N | TANK FARM N MANIFOLD P-2024 |  | Mixed Solvents
0660.02 |  |  | CONECT |  | FLG OUT | 1 | LL | N | TANK FARM N MANIFOLD P-2024 |  | Mixed Solvents
0661 |  |  | VALVE |  |  | 0.5 | LL | N | TANK FARM N MANIFOLD P-2024 DRAIN |  | Mixed Solvents
0661.01 |  |  | CONECT |  | SCRVEND | 0.5 | LL | N | TANK FARM N MANIFOLD P-2024 DRAIN |  | Mixed Solvents
0661.02 |  |  | CAP |  | POE | 1 | LL | N | TANK FARM N MANIFOLD P-2024 DRAIN |  | Mixed Solvents
0661.03 |  |  | CONECT |  | NIPPLE | 0.5 | LL | N | TANK FARM N MANIFOLD P-2024 DRAIN |  | Mixed Solvents
0662 |  |  | VALVE |  |  | 1 | LL | N | TANK FARM N MANIFOLD P-2024 DISCHARGE |  | Mixed Solvents
0662.01 |  |  | CONECT |  | SCRVEND | 1 | LL | N | TANK FARM N MANIFOLD P-2024 DISCHARGE |  | Mixed Solvents
0662.02 |  |  | CAP |  | POE | 1 | LL | N | TANK FARM N MANIFOLD P-2024 DISCHARGE |  | Mixed Solvents
0662.03 |  |  | CONECT |  | 90 DEG IN | 1 | LL | N | TANK FARM N MANIFOLD P-2024 DISCHARGE |  | Mixed Solvents
0662.04 |  |  | CONECT |  | 90 DEG OUT | 1 | LL | N | TANK FARM N MANIFOLD P-2024 DISCHARGE |  | Mixed Solvents
0662.05 |  |  | CONECT |  | NIPPLE | 1 | LL | N | TANK FARM N MANIFOLD P-2024 DISCHARGE |  | Mixed Solvents
0663 |  |  | VALVE |  | BALL | 3 | LL | N | TANK FARM TK-2016 BOTTOM |  | Mixed Solvents
0663.01 |  |  | CONECT |  | FLGVEND | 3 | LL | N | TANK FARM TK-2016 BOTTOM |  | Mixed Solvents
0663.02 |  |  | CONECT |  | FLGVEND | 3 | LL | N | TANK FARM TK-2016 BOTTOM |  | Mixed Solvents
0664 |  |  | VALVE |  | BALL | 0.5 | LL | N | TANK FARM TK-2016 BOTTOM |  | Mixed Solvents
0664.01 |  |  | CAP |  | POE | 0.5 | LL | N | TANK FARM TK-2016 BOTTOM |  | Mixed Solvents
0665 |  |  | VALVE |  | BALL | 2 | LL | N | TANK FARM TK-2016 BOTTOM |  | Mixed Solvents
0665.01 |  |  | CONECT |  | FLGVEND | 2 | LL | N | TANK FARM TK-2016 BOTTOM |  | Mixed Solvents
0665.02 |  |  | CONECT |  | FLGVEND | 2 | LL | N | TANK FARM TK-2016 BOTTOM |  | Mixed Solvents
0666 |  |  | VALVE |  | RCV | 3 | LL | N | TANK FARM TK-2016 BOTTOM |  | Mixed Solvents
0666.01 |  |  | CONECT |  | FLGVEND | 3 | LL | N | TANK FARM TK-2016 BOTTOM |  | Mixed Solvents
0666.02 |  |  | CONECT |  | FLGVEND | 3 | LL | N | TANK FARM TK-2016 BOTTOM |  | Mixed Solvents
0667 |  |  | VALVE |  | BALL | 6 | LL | N | TANK FARM TK-2016 BOTTOM |  | Mixed Solvents
0667.01 |  |  | CONECT |  | FLGVEND | 6 | LL | N | TANK FARM TK-2016 BOTTOM |  | Mixed Solvents
0667.02 |  |  | CAP |  | POE | 6 | LL | N | TANK FARM TK-2016 BOTTOM |  | Mixed Solvents
0668 |  |  | VALVE |  |  | 1 | LL | N | TANK FARM S ON TK-2016 SIDE |  | Mixed Solvents
0668.01 |  |  | CONECT |  | FLANGE | 1 | LL | N | TANK FARM S ON TK-2016 SIDE |  | Mixed Solvents
0668.02 |  |  | CONECT |  | FLANGE | 3 | LL | N | TANK FARM S ON TK-2016 SIDE |  | Mixed Solvents
0668.03 |  |  | CONECT |  | MANWAY | 24 | LL | N | TANK FARM S ON TK-2016 SIDE |  | Mixed Solvents
0669 |  |  | VALVE |  |  | 1 | LL | N | TANK FARM SW OF TK-2016 SIDE |  | Mixed Solvents
0669.01 |  |  | CAP |  | POE | 1 | LL | N | TANK FARM SW OF TK-2016 SIDE |  | Mixed Solvents
0670 |  |  | VALVE |  |  | 0.5 | LL | N | TANK FARM NW OF TK-2015 ON P-2021 SUCTION |  | Mixed Solvents
0670.01 |  |  | CAP |  | POE | 0.5 | LL | N | TANK FARM NW OF TK-2015 ON P-2021 SUCTION |  | Mixed Solvents
0671 |  |  | PUMP |  |  | 0 | LL | N | TANK FARM NW OF TK-2015 ON P-2021 |  | Mixed Solvents
0671.01 |  |  | CONECT |  | FLG IN | 3 | LL | N | TANK FARM NW OF TK-2015 ON P-2021 |  | Mixed Solvents
0671.02 |  |  | CONECT |  | FLG OUT | 1.5 | LL | N | TANK FARM NW OF TK-2015 ON P-2021 |  | Mixed Solvents
0671A |  |  | VALVE |  | BALL | 0.5 | LL | N | TANK FARM NW OF TK-2015 ON P-2021 (DRAIN) |  | Mixed Solvents
0671A.01 |  |  | CONECT |  | VC-IN | 0.5 | LL | N | TANK FARM NW OF TK-2015 ON P-2021 (DRAIN) |  | Mixed Solvents
0671A.02 |  |  | CONECT |  | NIPPLE | 0.5 | LL | N | TANK FARM NW OF TK-2015 ON P-2021 (DRAIN) |  | Mixed Solvents
0671A.03 |  |  | CONECT |  | VC-OUT | 0.5 | LL | N | TANK FARM NW OF TK-2015 ON P-2021 (DRAIN) |  | Mixed Solvents
0671A.04 |  |  | CONECT |  | 90 DEG IN | 0.5 | LL | N | TANK FARM NW OF TK-2015 ON P-2021 (DRAIN) |  | Mixed Solvents
0671A.05 |  |  | CONECT |  | 90 DEG OUT | 0.5 | LL | N | TANK FARM NW OF TK-2015 ON P-2021 (DRAIN) |  | Mixed Solvents
0671A.06 |  |  | CAP |  | POE | 0.5 | LL | N | TANK FARM NW OF TK-2015 ON P-2021 (DRAIN) |  | Mixed Solvents
0672 |  |  | VALVE |  | BALL | 0.75 | LL | N | TANK FARM NW OF TK-2015 ON P-2021 DISCHARGE |  | Mixed Solvents
0673 |  |  | VALVE |  | BALL | 0.75 | LL | N | TANK FARM NW OF TK-2015 ON P-2021 DISCHARGE |  | Mixed Solvents
0673.01 |  |  | CAP |  | POE | 0.5 | LL | N | TANK FARM NW OF TK-2015 ON P-2021 DISCHARGE |  | Mixed Solvents
0674 |  |  | VALVE |  | BALL | 0.75 | LL | N | TANK FARM NW OF TK-2015 ON P-2021 DISCHARGE |  | Mixed Solvents
0674.01 |  |  | CONECT |  | FLANGE | 0.75 | LL | N | TANK FARM NW OF TK-2015 ON P-2021 DISCHARGE |  | Mixed Solvents
0674.02 |  |  | CONECT |  | NIPPLE | 0.5 | LL | N | TANK FARM NW OF TK-2015 ON P-2021 DISCHARGE |  | Mixed Solvents
0674.03 |  |  | CONECT |  | FLANGE | 0.5 | LL | N | TANK FARM NW OF TK-2015 ON P-2021 DISCHARGE |  | Mixed Solvents
0675 |  |  | VALVE |  | BALL | 2 | LL | N | TANK FARM NW OF TK-2015 ON P-2021 DISCHARGE |  | Mixed Solvents
0675.01 |  |  | CONECT |  | FLGVEND | 2 | LL | N | TANK FARM NW OF TK-2015 ON P-2021 DISCHARGE |  | Mixed Solvents
0675.02 |  |  | CONECT |  | FLGVEND | 2 | LL | N | TANK FARM NW OF TK-2015 ON P-2021 DISCHARGE |  | Mixed Solvents
0675.03 |  |  | VALVE |  | CHECK | 2 | LL | N | TANK FARM NW OF TK-2015 ON P-2021 DISCHARGE |  | Mixed Solvents
0675.04 |  |  | CONECT |  | FLGVEND | 2 | LL | N | TANK FARM NW OF TK-2015 ON P-2021 DISCHARGE |  | Mixed Solvents
0676 |  |  | VALVE |  | BALL | 2 | LL | N | TANK FARM NW OF TK-2015 ON P-2021 DISCHARGE |  | Mixed Solvents
0676.01 |  |  | CONECT |  | FLGVEND | 2 | LL | N | TANK FARM NW OF TK-2015 ON P-2021 DISCHARGE |  | Mixed Solvents
0676.02 |  |  | CONECT |  | FLGVEND | 2 | LL | N | TANK FARM NW OF TK-2015 ON P-2021 DISCHARGE |  | Mixed Solvents
0676.03 |  |  | VALVE |  | CHECK | 2 | LL | N | TANK FARM NW OF TK-2015 ON P-2021 DISCHARGE |  | Mixed Solvents
0676.04 |  |  | CONECT |  | FLGVEND | 2 | LL | N | TANK FARM NW OF TK-2015 ON P-2021 DISCHARGE |  | Mixed Solvents
0677 |  |  | VALVE |  |  | 2 | LL | N | TANK FARM TK-2015 BOTTOM |  | Mixed Solvents
0677.01 |  |  | CONECT |  | FLGVEND | 2 | LL | N | TANK FARM TK-2015 BOTTOM |  | Mixed Solvents
0677.02 |  |  | CONECT |  | FLGVEND | 2 | LL | N | TANK FARM TK-2015 BOTTOM |  | Mixed Solvents
0678 |  |  | VALVE |  |  | 3 | LL | N | TANK FARM TK-2015 BOTTOM |  | Mixed Solvents
0678.01 |  |  | CONECT |  | FLGVEND | 3 | LL | N | TANK FARM TK-2015 BOTTOM |  | Mixed Solvents
0678.02 |  |  | CONECT |  | FLGVEND | 3 | LL | N | TANK FARM TK-2015 BOTTOM |  | Mixed Solvents
0679 |  |  | VALVE |  |  | 0.5 | LL | N | TANK FARM TK-2015 BOTTOM |  | Mixed Solvents
0679.01 |  |  | CAP |  | POE | 0.5 | LL | N | TANK FARM TK-2015 BOTTOM |  | Mixed Solvents
0680 |  |  | VALVE |  | CONTROL VALVE | 3 | LL | N | TANK FARM TK-2015 BOTTOM |  | Mixed Solvents
0680.01 |  |  | CONECT |  | FLGVEND | 3 | LL | N | TANK FARM TK-2015 BOTTOM |  | Mixed Solvents
0680.02 |  |  | CONECT |  | FLGVEND | 3 | LL | N | TANK FARM TK-2015 BOTTOM |  | Mixed Solvents
0681 |  |  | VALVE |  |  | 6 | LL | N | TANK FARM TK-2015 BOTTOM |  | Mixed Solvents
0681.01 |  |  | CONECT |  | FLGVEND | 6 | LL | N | TANK FARM TK-2015 BOTTOM |  | Mixed Solvents
0681.02 |  |  | CAP |  | POE | 6 | LL | N | TANK FARM TK-2015 BOTTOM |  | Mixed Solvents
0682 |  |  | VALVE |  |  | 1 | LL | N | TANK FARM TK-2015 S SIDE |  | Mixed Solvents
0682.01 |  |  | CONECT |  | FLANGE | 1 | LL | N | TANK FARM TK-2015 S SIDE |  | Mixed Solvents
0682.02 |  |  | CONECT |  | FLANGE | 3 | LL | N | TANK FARM TK-2015 S SIDE |  | Mixed Solvents
0682.03 |  |  | CONECT |  | MANWAY | 24 | LL | N | TANK FARM TK-2015 S SIDE |  | Mixed Solvents
0683 |  |  | VALVE |  |  | 1 | LL | N | TANK FARM SW OF TK-2015 |  | Mixed Solvents
0683.01 |  |  | CAP |  | POE | 1 | LL | N | TANK FARM SW OF TK-2015 |  | Mixed Solvents
0684 |  |  | VALVE |  | CONTROL VALVE | 3 | LL | N | TANK FARM TK-2014 BOTTOM |  | Mixed Solvents
0684.01 |  |  | CONECT |  | FLGVEND | 3 | LL | N | TANK FARM TK-2014 BOTTOM |  | Mixed Solvents
0684.02 |  |  | CONECT |  | FLGVEND | 3 | LL | N | TANK FARM TK-2014 BOTTOM |  | Mixed Solvents
0685 |  |  | VALVE |  |  | 6 | LL | N | TANK FARM TK-2014 BOTTOM |  | Mixed Solvents
0685.01 |  |  | CONECT |  | FLGVEND | 6 | LL | N | TANK FARM TK-2014 BOTTOM |  | Mixed Solvents
0685.02 |  |  | CAP |  | POE | 6 | LL | N | TANK FARM TK-2014 BOTTOM |  | Mixed Solvents
0686 |  |  | VALVE |  |  | 1 | LL | N | TANK FARM TK-2014 S SIDE |  | Mixed Solvents
0686.01 |  |  | CONECT |  | FLANGE | 1 | LL | N | TANK FARM TK-2014 S SIDE |  | Mixed Solvents
0686.02 |  |  | CONECT |  | MANWAY | 24 | LL | N | TANK FARM TK-2014 S SIDE |  | Mixed Solvents
0687 |  |  | VALVE |  |  | 1 | LL | N | TANK FARM SW OF TK-2014 |  | Mixed Solvents
0687.01 |  |  | CAP |  | POE | 1 | LL | N | TANK FARM SW OF TK-2014 |  | Mixed Solvents
0688 |  |  | VALVE |  | CONTROL VALVE | 3 | LL | N | TANK FARM TK-2013 BOTTOM |  | Mixed Solvents
0688.01 |  |  | CONECT |  | FLGVEND | 3 | LL | N | TANK FARM TK-2013 BOTTOM |  | Mixed Solvents
0688.02 |  |  | CONECT |  | FLGVEND | 3 | LL | N | TANK FARM TK-2013 BOTTOM |  | Mixed Solvents
0689 |  |  | VALVE |  |  | 6 | LL | N | TANK FARM TK-2013 BOTTOM |  | Mixed Solvents
0689.01 |  |  | CONECT |  | FLGVEND | 6 | LL | N | TANK FARM TK-2013 BOTTOM |  | Mixed Solvents
0689.02 |  |  | CAP |  | POE | 6 | LL | N | TANK FARM TK-2013 BOTTOM |  | Mixed Solvents
0690 |  |  | VALVE |  |  | 1 | LL | N | TANK FARM S ON TK-2013 |  | Mixed Solvents
0690.01 |  |  | CONECT |  | FLANGE | 1 | LL | N | TANK FARM S ON TK-2013 |  | Mixed Solvents
0690.02 |  |  | CONECT |  | MANWAY | 24 | LL | N | TANK FARM S ON TK-2013 |  | Mixed Solvents
0691 |  |  | VALVE |  |  | 1 | LL | N | TANK FARM SW OF TK-2013 |  | Mixed Solvents
0691.01 |  |  | CAP |  | POE | 1 | LL | N | TANK FARM SW OF TK-2013 |  | Mixed Solvents
0692 |  |  | VALVE |  | CONTROL VALVE | 3 | LL | N | TANK FARM TK-2012 BOTTOM |  | Mixed Solvents
0692.01 |  |  | CONECT |  | FLGVEND | 3 | LL | N | TANK FARM TK-2012 BOTTOM |  | Mixed Solvents
0692.02 |  |  | CONECT |  | FLGVEND | 3 | LL | N | TANK FARM TK-2012 BOTTOM |  | Mixed Solvents
0693 |  |  | VALVE |  |  | 6 | LL | N | TANK FARM TK-2012 BOTTOM |  | Mixed Solvents
0693.01 |  |  | CONECT |  | FLGVEND | 6 | LL | N | TANK FARM TK-2012 BOTTOM |  | Mixed Solvents
0693.02 |  |  | CAP |  | POE | 6 | LL | N | TANK FARM TK-2012 BOTTOM |  | Mixed Solvents
0694 |  |  | VALVE |  |  | 1 | LL | N | TANK FARM S ON TK-2012 |  | Mixed Solvents
0694.01 |  |  | CONECT |  | FLANGE | 1 | LL | N | TANK FARM S ON TK-2012 |  | Mixed Solvents
0694.02 |  |  | CONECT |  | MANWAY | 24 | LL | N | TANK FARM S ON TK-2012 |  | Mixed Solvents
0695 |  |  | VALVE |  | BALL | 1 | LL | N | TANK FARM SW OF TK-2012 |  | Mixed Solvents
0695.01 |  |  | CAP |  | POE | 1 | LL | N | TANK FARM SW OF TK-2012 |  | Mixed Solvents
0696 |  |  | VALVE |  | CONTROL VALVE | 3 | LL | N | TANK FARM NW OF TK-2009 |  | Mixed Solvents
0696.01 |  |  | CONECT |  | FLGVEND | 3 | LL | N | TANK FARM NW OF TK-2009 |  | Mixed Solvents
0696.02 |  |  | CONECT |  | FLGVEND | 3 | LL | N | TANK FARM NW OF TK-2009 |  | Mixed Solvents
0697 |  |  | VALVE |  | BALL | 1 | LL | N | TANK FARM NW OF TK-2009 |  | Mixed Solvents
0697.01 |  |  | CAP |  | POE | 1 | LL | N | TANK FARM NW OF TK-2009 |  | Mixed Solvents
0698 |  |  | VALVE |  | BALL | 3 | LL | N | TANK FARM NW ON TK-2009 |  | Mixed Solvents
0698.01 |  |  | CONECT |  | FLGVEND | 3 | LL | N | TANK FARM NW ON TK-2009 |  | Mixed Solvents
0698.02 |  |  | CONECT |  | FLGVEND | 3 | LL | N | TANK FARM NW ON TK-2009 |  | Mixed Solvents
0698.03 |  |  | CONECT |  | FLANGE | 2 | LL | N | TANK FARM N ON TK-2009 |  | Mixed Solvents
0699 |  |  | VALVE |  |  | 1 | LL | N | TANK FARM S ON TK-2009 |  | Mixed Solvents
0699.01 |  |  | CONECT |  | MANWAY | 24 | LL | N | TANK FARM S ON TK-2009 |  | Mixed Solvents
0699.02 |  |  | CONECT |  | BUSHING | 0.5 | LL | N | TANK FARM S ON TK-2009 |  | Mixed Solvents
0699.03 |  |  | CONECT |  | FLANGE | 1 | LL | N | TANK FARM S ON TK-2009 |  | Mixed Solvents
0699.04 |  |  | CONECT |  | FLANGE | 1 | LL | N | TANK FARM S ON TK-2009 |  | Mixed Solvents
0700 |  |  | VALVE |  |  | 1 | LL | N | TANK FARM S ON TK-2009 |  | Mixed Solvents
0700.01 |  |  | CAP |  | POE | 1 | LL | N | TANK FARM S ON TK-2009 |  | Mixed Solvents
0700.02 |  |  | CONECT |  | UNION | 1 | LL | N | TANK FARM S ON TK-2009 |  | Mixed Solvents
0701 |  |  | VALVE |  | CONTROL VALVE | 3 | LL | N | TANK FARM NW ON TK-2010 |  | Mixed Solvents
0701.01 |  |  | CONECT |  | FLGVEND | 3 | LL | N | TANK FARM NW ON TK-2010 |  | Mixed Solvents
0701.02 |  |  | CONECT |  | FLGVEND | 3 | LL | N | TANK FARM NW ON TK-2010 |  | Mixed Solvents
0702 |  |  | VALVE |  | BALL | 0.75 | LL | N | TANK FARM NW ON TK-2010 |  | Mixed Solvents
0702.01 |  |  | CAP |  | POE | 0.5 | LL | N | TANK FARM NW ON TK-2010 |  | Mixed Solvents
0703 |  |  | VALVE |  | BALL | 3 | LL | N | TANK FARM NW ON TK-2010 |  | Mixed Solvents
0703.01 |  |  | CONECT |  | FLGVEND | 3 | LL | N | TANK FARM NW ON TK-2010 |  | Mixed Solvents
0703.02 |  |  | CONECT |  | FLGVEND | 3 | LL | N | TANK FARM NW ON TK-2010 |  | Mixed Solvents
0703.03 |  |  | CONECT |  | FLANGE | 2 | LL | N | TANK FARM NW ON TK-2010 |  | Mixed Solvents
0704 |  |  | VALVE |  |  | 1 | LL | N | TANK FARM SE ON TK-2010 |  | Mixed Solvents
0704.01 |  |  | CONECT |  | UNION | 1 | LL | N | TANK FARM SE ON TK-2010 |  | Mixed Solvents
0704.02 |  |  | CONECT |  | MANWAY | 24 | LL | N | TANK FARM SE ON TK-2010 |  | Mixed Solvents
0704.03 |  |  | CONECT |  | FLANGE | 1 | LL | N | TANK FARM SE ON TK-2010 |  | Mixed Solvents
0704.04 |  |  | CONECT |  | FLANGE | 1 | LL | N | TANK FARM SE ON TK-2010 |  | Mixed Solvents
0705 |  |  | VALVE |  |  | 1 | LL | N | TANK FARM SE ON TK-2010 |  | Mixed Solvents
0705.01 |  |  | CAP |  | POE | 1 | LL | N | TANK FARM SE ON TK-2010 |  | Mixed Solvents
0706 |  |  | VALVE |  |  | 2 | LL | N | TANK FARM TK-2001 BOTTOM |  | Mixed Solvents
0706.01 |  |  | CONECT |  | FLGVEND | 2 | LL | N | TANK FARM TK-2001 BOTTOM |  | Mixed Solvents
0706.02 |  |  | CAP |  | POE | 2 | LL | N | TANK FARM TK-2001 BOTTOM |  | Mixed Solvents
0707 |  |  | VALVE |  | CONTROL VALVE | 3 | LL | N | TANK FARM TK-2001 BOTTOM |  | Mixed Solvents
0707.01 |  |  | CONECT |  | FLGVEND | 3 | LL | N | TANK FARM TK-2001 BOTTOM |  | Mixed Solvents
0707.02 |  |  | CONECT |  | FLGVEND | 3 | LL | N | TANK FARM TK-2001 BOTTOM |  | Mixed Solvents
0707.03 |  |  | CONECT |  | FLANGE | 3 | LL | N | TANK FARM TK-2001 BOTTOM |  | Mixed Solvents
0707.04 |  |  | CONECT |  | FLANGE | 4 | LL | N | TANK FARM TK-2001 BOTTOM |  | Mixed Solvents
0707.05 |  |  | CONECT |  | FLANGE | 3 | LL | N | TANK FARM TK-2001 BOTTOM |  | Mixed Solvents
0708 |  |  | VALVE |  |  | 1 | LL | N | TANK FARM N ON TK-2001 O/H |  | Mixed Solvents
0708.01 |  |  | CONECT |  | MANWAY | 20 | LL | N | TANK FARM N ON TK-2001 O/H |  | Mixed Solvents
0708.02 |  |  | CONECT |  | UNION | 1 | LL | N | TANK FARM N ON TK-2001 O/H |  | Mixed Solvents
0709 |  |  | VALVE |  |  | 1 | LL | N | TANK FARM N ON TK-2001 |  | Mixed Solvents
0709.01 |  |  | CAP |  | POE | 1 | LL | N | TANK FARM N ON TK-2001 |  | Mixed Solvents
0709.02 |  |  | CONECT |  | UNION | 1 | LL | N | TANK FARM N ON TK-2001 |  | Mixed Solvents
0710 |  |  | VALVE |  |  | 2 | LL | N | TANK FARM TK-2002 BOTTOM |  | Mixed Solvents
0710.01 |  |  | CONECT |  | FLGVEND | 2 | LL | N | TANK FARM TK-2002 BOTTOM |  | Mixed Solvents
0710.02 |  |  | CAP |  | POE | 2 | LL | N | TANK FARM TK-2002 BOTTOM |  | Mixed Solvents
0711 |  |  | VALVE |  | CONTROL VALVE | 3 | LL | N | TANK FARM TK-2002 BOTTOM |  | Mixed Solvents
0711.01 |  |  | CONECT |  | FLGVEND | 3 | LL | N | TANK FARM TK-2002 BOTTOM |  | Mixed Solvents
0711.02 |  |  | CONECT |  | FLGVEND | 3 | LL | N | TANK FARM TK-2002 BOTTOM |  | Mixed Solvents
0711.03 |  |  | CONECT |  | FLANGE | 3 | LL | N | TANK FARM TK-2002 BOTTOM |  | Mixed Solvents
0711.04 |  |  | CONECT |  | FLANGE | 4 | LL | N | TANK FARM TK-2002 BOTTOM |  | Mixed Solvents
0711.05 |  |  | CONECT |  | FLANGE | 3 | LL | N | TANK FARM TK-2002 BOTTOM |  | Mixed Solvents
0712 |  |  | VALVE |  |  | 1 | LL | N | TANK FARM N ON TK-2002 O/H |  | Mixed Solvents
0712.01 |  |  | CONECT |  | MANWAY | 24 | LL | N | TANK FARM N ON TK-2002 O/H |  | Mixed Solvents
0712.02 |  |  | CONECT |  | UNION | 1 | LL | N | TANK FARM N ON TK-2002 O/H |  | Mixed Solvents
0712.03 |  |  | CONECT |  | FLANGE | 1 | LL | N | TANK FARM W ON TK-2002 O/H |  | Mixed Solvents
0713 |  |  | VALVE |  |  | 1 | LL | N | TANK FARM N ON TK-2002 |  | Mixed Solvents
0713.01 |  |  | CAP |  | POE | 1 | LL | N | TANK FARM N ON TK-2002 |  | Mixed Solvents
0713.02 |  |  | CONECT |  | UNION | 1 | LL | N | TANK FARM N ON TK-2002 |  | Mixed Solvents
0714 |  |  | VALVE |  |  | 2 | LL | N | TANK FARM TK-2003 BOTTOM |  | Mixed Solvents
0714.01 |  |  | CONECT |  | FLGVEND | 2 | LL | N | TANK FARM TK-2003 BOTTOM |  | Mixed Solvents
0714.02 |  |  | CAP |  | POE | 2 | LL | N | TANK FARM TK-2003 BOTTOM |  | Mixed Solvents
0715 |  |  | VALVE |  | CONTROL VALVE | 3 | LL | N | TANK FARM TK-2003 BOTTOM |  | Mixed Solvents
0715.01 |  |  | CONECT |  | FLGVEND | 3 | LL | N | TANK FARM TK-2003 BOTTOM |  | Mixed Solvents
0715.02 |  |  | CONECT |  | FLGVEND | 3 | LL | N | TANK FARM TK-2003 BOTTOM |  | Mixed Solvents
0715.03 |  |  | CONECT |  | FLANGE | 3 | LL | N | TANK FARM TK-2003 BOTTOM |  | Mixed Solvents
0715.04 |  |  | CONECT |  | FLANGE | 4 | LL | N | TANK FARM TK-2003 BOTTOM |  | Mixed Solvents
0715.05 |  |  | CONECT |  | FLANGE | 3 | LL | N | TANK FARM TK-2003 BOTTOM |  | Mixed Solvents
0716 |  |  | VALVE |  | BALL | 1 | LL | N | TANK FARM N ON TK-2003 O/H |  | Mixed Solvents
0716.01 |  |  | CONECT |  | MANWAY | 24 | LL | N | TANK FARM N ON TK-2003 O/H |  | Mixed Solvents
0716.02 |  |  | CONECT |  | UNION | 1 | LL | N | TANK FARM N ON TK-2003 O/H |  | Mixed Solvents
0716.03 |  |  | CONECT |  | FLANGE | 1 | LL | N | TANK FARM W ON TK-2003 O/H |  | Mixed Solvents
0717 |  |  | VALVE |  |  | 1 | LL | N | TANK FARM N ON TK-2003 |  | Mixed Solvents
0717.01 |  |  | CAP |  | POE | 1 | LL | N | TANK FARM N ON TK-2003 |  | Mixed Solvents
0717.02 |  |  | CONECT |  | UNION | 1 | LL | N | TANK FARM N ON TK-2003 |  | Mixed Solvents
0718 |  |  | VALVE |  |  | 2 | LL | N | TANK FARM TK-2004 BOTTOM |  | Mixed Solvents
0718.01 |  |  | CONECT |  | FLGVEND | 2 | LL | N | TANK FARM TK-2004 BOTTOM |  | Mixed Solvents
0718.02 |  |  | CAP |  | POE | 2 | LL | N | TANK FARM TK-2004 BOTTOM |  | Mixed Solvents
0719 |  |  | VALVE |  | CONTROL VALVE | 3 | LL | N | TANK FARM TK-2004 BOTTOM |  | Mixed Solvents
0719.01 |  |  | CONECT |  | FLGVEND | 3 | LL | N | TANK FARM TK-2004 BOTTOM |  | Mixed Solvents
0719.02 |  |  | CONECT |  | FLGVEND | 3 | LL | N | TANK FARM TK-2004 BOTTOM |  | Mixed Solvents
0719.03 |  |  | CONECT |  | FLANGE | 3 | LL | N | TANK FARM TK-2004 BOTTOM |  | Mixed Solvents
0719.04 |  |  | CONECT |  | FLANGE | 4 | LL | N | TANK FARM TK-2004 BOTTOM |  | Mixed Solvents
0719.05 |  |  | CONECT |  | FLANGE | 3 | LL | N | TANK FARM TK-2004 BOTTOM |  | Mixed Solvents
0720 |  |  | VALVE |  |  | 1 | LL | N | TANK FARM N ON TK-2004 O/H |  | Mixed Solvents
0720.01 |  |  | CONECT |  | MANWAY | 24 | LL | N | TANK FARM N ON TK-2004 O/H |  | Mixed Solvents
0720.02 |  |  | CONECT |  | UNION | 1 | LL | N | TANK FARM N ON TK-2004 O/H |  | Mixed Solvents
0721 |  |  | VALVE |  |  | 1 | LL | N | TANK FARM N ON TK-2004 |  | Mixed Solvents
0721.01 |  |  | CAP |  | POE | 1 | LL | N | TANK FARM N ON TK-2004 |  | Mixed Solvents
0721.02 |  |  | CONECT |  | UNION | 1 | LL | N | TANK FARM N ON TK-2004 |  | Mixed Solvents
0722 |  |  | VALVE |  | CONTROL VALVE | 3 | LL | N | TANK FARM TK-2011 BOTTOM |  | Mixed Solvents
0722.01 |  |  | CONECT |  | FLGVEND | 3 | LL | N | TANK FARM TK-2011 BOTTOM |  | Mixed Solvents
0722.02 |  |  | CONECT |  | FLGVEND | 3 | LL | N | TANK FARM TK-2011 BOTTOM |  | Mixed Solvents
0723 |  |  | VALVE |  | BALL | 6 | LL | N | TANK FARM TK-2011 BOTTOM |  | Mixed Solvents
0723.01 |  |  | CONECT |  | FLGVEND | 6 | LL | N | TANK FARM TK-2011 BOTTOM |  | Mixed Solvents
0723.02 |  |  | CAP |  |  | 6 | LL | N | TANK FARM TK-2011 BOTTOM |  | Mixed Solvents
0724 |  |  | VALVE |  |  | 1 | LL | N | TANK FARM E ON TK-2011 O/H |  | Mixed Solvents
0724.01 |  |  | CONECT |  | FLANGE | 1 | LL | N | TANK FARM E ON TK-2011 O/H |  | Mixed Solvents
0724.02 |  |  | CONECT |  | MANWAY | 24 | LL | N | TANK FARM E ON TK-2011 O/H |  | Mixed Solvents
0725 |  |  | VALVE |  |  | 1 | LL | N | TANK FARM E ON TK-2011 |  | Mixed Solvents
0725.01 |  |  | CAP |  | POE | 1 | LL | N | TANK FARM E ON TK-2011 |  | Mixed Solvents
0726 |  |  | VALVE |  |  | 3 | LL | N | TANK FARM TK-2008 BOTTOM |  | Mixed Solvents
0726.01 |  |  | CONECT |  | FLGVEND | 3 | LL | N | TANK FARM TK-2008 BOTTOM |  | Mixed Solvents
0726.02 |  |  | CONECT |  | FLGVEND | 3 | LL | N | TANK FARM TK-2008 BOTTOM |  | Mixed Solvents
0727 |  |  | VALVE |  | CONTROL VALVE | 3 | LL | N | TANK FARM TK-2008 BOTTOM |  | Mixed Solvents
0727.01 |  |  | CONECT |  | FLGVEND | 3 | LL | N | TANK FARM TK-2008 BOTTOM |  | Mixed Solvents
0727.02 |  |  | CONECT |  | FLGVEND | 3 | LL | N | TANK FARM TK-2008 BOTTOM |  | Mixed Solvents
0728 |  |  | VALVE |  |  | 2 | LL | N | TANK FARM TK-2008 BOTTOM |  | Mixed Solvents
0728.01 |  |  | CONECT |  | FLGVEND | 2 | LL | N | TANK FARM TK-2008 BOTTOM |  | Mixed Solvents
0728.02 |  |  | CAP |  | POE | 2 | LL | N | TANK FARM TK-2008 BOTTOM |  | Mixed Solvents
0729 |  |  | VALVE |  |  | 1 | LL | N | TANK FARM E ON TK-2008 O/H |  | Mixed Solvents
0729.01 |  |  | CONECT |  | FLANGE | 1 | LL | N | TANK FARM E ON TK-2008 O/H |  | Mixed Solvents
0729.02 |  |  | CONECT |  | MANWAY | 24 | LL | N | TANK FARM E ON TK-2008 O/H |  | Mixed Solvents
0729.03 |  |  | CONECT |  | UNION | 1 | LL | N | TANK FARM E ON TK-2008 O/H |  | Mixed Solvents
0730 |  |  | VALVE |  |  | 1 | LL | N | TANK FARM E ON TK-2008 |  | Mixed Solvents
0730.01 |  |  | CAP |  | POE | 1 | LL | N | TANK FARM E ON TK-2008 |  | Mixed Solvents
0730.02 |  |  | CONECT |  | UNION | 1 | LL | N | TANK FARM E ON TK-2008 |  | Mixed Solvents
0731 |  |  | VALVE |  |  | 3 | LL | N | TANK FARM TK-2007 BOTTOM |  | Mixed Solvents
0731.01 |  |  | CONECT |  | FLGVEND | 3 | LL | N | TANK FARM TK-2007 BOTTOM |  | Mixed Solvents
0731.02 |  |  | CONECT |  | FLGVEND | 3 | LL | N | TANK FARM TK-2007 BOTTOM |  | Mixed Solvents
0732 |  |  | VALVE |  | CONTROL VALVE | 3 | LL | N | TANK FARM TK-2007 BOTTOM |  | Mixed Solvents
0732.01 |  |  | CONECT |  | FLGVEND | 3 | LL | N | TANK FARM TK-2007 BOTTOM |  | Mixed Solvents
0732.02 |  |  | CONECT |  | FLGVEND | 3 | LL | N | TANK FARM TK-2007 BOTTOM |  | Mixed Solvents
0733 |  |  | VALVE |  |  | 2 | LL | N | TANK FARM TK-2007 BOTTOM |  | Mixed Solvents
0733.01 |  |  | CONECT |  | FLGVEND | 2 | LL | N | TANK FARM TK-2007 BOTTOM |  | Mixed Solvents
0733.02 |  |  | CAP |  | POE | 2 | LL | N | TANK FARM TK-2007 BOTTOM |  | Mixed Solvents
0734 |  |  | VALVE |  |  | 1 | LL | N | TANK FARM E ON TK-2007 O/H |  | Mixed Solvents
0734.01 |  |  | CONECT |  | FLANGE | 1 | LL | N | TANK FARM E ON TK-2007 O/H |  | Mixed Solvents
0734.02 |  |  | CONECT |  | MANWAY | 24 | LL | N | TANK FARM E ON TK-2007 O/H |  | Mixed Solvents
0734.03 |  |  | CONECT |  | UNION | 1 | LL | N | TANK FARM E ON TK-2007 O/H |  | Mixed Solvents
0735 |  |  | VALVE |  |  | 1 | LL | N | TANK FARM E ON TK-2007 |  | Mixed Solvents
0735.01 |  |  | CAP |  | POE | 1 | LL | N | TANK FARM E ON TK-2007 |  | Mixed Solvents
0735.02 |  |  | CONECT |  | UNION | 1 | LL | N | TANK FARM E ON TK-2007 |  | Mixed Solvents
0736 |  |  | VALVE |  |  | 3 | LL | N | TANK FARM TK-2006 BOTTOM |  | Mixed Solvents
0736.01 |  |  | CONECT |  | FLGVEND | 3 | LL | N | TANK FARM TK-2006 BOTTOM |  | Mixed Solvents
0736.02 |  |  | CONECT |  | FLGVEND | 3 | LL | N | TANK FARM TK-2006 BOTTOM |  | Mixed Solvents
0737 |  |  | VALVE |  | CONTROL VALVE | 3 | LL | N | TANK FARM TK-2006 BOTTOM |  | Mixed Solvents
0737.01 |  |  | CONECT |  | FLGVEND | 3 | LL | N | TANK FARM TK-2006 BOTTOM |  | Mixed Solvents
0737.02 |  |  | CONECT |  | FLGVEND | 3 | LL | N | TANK FARM TK-2006 BOTTOM |  | Mixed Solvents
0738 |  |  | VALVE |  |  | 2 | LL | N | TANK FARM TK-2006 BOTTOM |  | Mixed Solvents
0738.01 |  |  | CONECT |  | FLGVEND | 2 | LL | N | TANK FARM TK-2006 BOTTOM |  | Mixed Solvents
0738.02 |  |  | CAP |  | POE | 2 | LL | N | TANK FARM TK-2006 BOTTOM |  | Mixed Solvents
0739 |  |  | VALVE |  |  | 1 | LL | N | TANK FARM E ON TK-2006 O/H |  | Mixed Solvents
0739.01 |  |  | CONECT |  | FLANGE | 1 | LL | N | TANK FARM E ON TK-2006 O/H |  | Mixed Solvents
0739.02 |  |  | CONECT |  | MANWAY | 24 | LL | N | TANK FARM E ON TK-2006 O/H |  | Mixed Solvents
0739.03 |  |  | CONECT |  | UNION | 1 | LL | N | TANK FARM E ON TK-2006 O/H |  | Mixed Solvents
0740 |  |  | VALVE |  |  | 1 | LL | N | TANK FARM E ON TK-2006 |  | Mixed Solvents
0740.01 |  |  | CAP |  | POE | 1 | LL | N | TANK FARM E ON TK-2006 |  | Mixed Solvents
0740.02 |  |  | CONECT |  | UNION | 1 | LL | N | TANK FARM E ON TK-2006 |  | Mixed Solvents
0741 |  |  | VALVE |  |  | 3 | LL | N | TANK FARM TK-2005 BOTTOM |  | Mixed Solvents
0741.01 |  |  | CONECT |  | FLGVEND | 3 | LL | N | TANK FARM TK-2005 BOTTOM |  | Mixed Solvents
0741.02 |  |  | CONECT |  | FLGVEND | 3 | LL | N | TANK FARM TK-2005 BOTTOM |  | Mixed Solvents
0742 |  |  | VALVE |  | CONTROL VALVE | 3 | LL | N | TANK FARM TK-2005 BOTTOM |  | Mixed Solvents
0742.01 |  |  | CONECT |  | FLGVEND | 3 | LL | N | TANK FARM TK-2005 BOTTOM |  | Mixed Solvents
0742.02 |  |  | CONECT |  | FLGVEND | 3 | LL | N | TANK FARM TK-2005 BOTTOM |  | Mixed Solvents
0743 |  |  | VALVE |  |  | 2 | LL | N | TANK FARM TK-2005 BOTTOM |  | Mixed Solvents
0743.01 |  |  | CONECT |  | FLGVEND | 2 | LL | N | TANK FARM TK-2005 BOTTOM |  | Mixed Solvents
0743.02 |  |  | CAP |  | POE | 2 | LL | N | TANK FARM TK-2005 BOTTOM |  | Mixed Solvents
0744 |  |  | VALVE |  |  | 1 | LL | N | TANK FARM E ON TK-2005 O/H |  | Mixed Solvents
0744.01 |  |  | CONECT |  | FLANGE | 1 | LL | N | TANK FARM E ON TK-2005 O/H |  | Mixed Solvents
0744.02 |  |  | CONECT |  | MANWAY | 24 | LL | N | TANK FARM E ON TK-2005 O/H |  | Mixed Solvents
0744.03 |  |  | CONECT |  | UNION | 1 | LL | N | TANK FARM E ON TK-2005 O/H |  | Mixed Solvents
0745 |  |  | VALVE |  |  | 1 | LL | N | TANK FARM E ON TK-2005 |  | Mixed Solvents
0745.01 |  |  | CAP |  | POE | 1 | LL | N | TANK FARM E ON TK-2005 |  | Mixed Solvents
0745.02 |  |  | CONECT |  | UNION | 1 | LL | N | TANK FARM E ON TK-2005 |  | Mixed Solvents
0746 |  |  | VALVE |  |  | 1 | LL | N | TANK FARM SW ON TK-1006 O/H |  | Mixed Solvents
0746.01 |  |  | CONECT |  | FLANGE | 1 | LL | N | TANK FARM SW ON TK-1006 O/H |  | Mixed Solvents
0746.02 |  |  | CONECT |  | MANWAY | 24 | LL | N | TANK FARM SW ON TK-1006 O/H |  | Mixed Solvents
0746.03 |  |  | CONECT |  | UNION | 1 | LL | N | TANK FARM SW ON TK-1006 O/H |  | Mixed Solvents
0746.04 |  |  | CONECT |  | UNION | 1 | LL | N | TANK FARM SW ON TK-1006 O/H |  | Mixed Solvents
0747 |  |  | VALVE |  |  | 1 | LL | N | TANK FARM SW ON TK-1006 |  | Mixed Solvents
0747.01 |  |  | CAP |  | POE | 1 | LL | N | TANK FARM SW ON TK-1006 |  | Mixed Solvents
0748 |  |  | VALVE |  |  | 1 | LL | N | TANK FARM SW ON TK-1005 O/H |  | Mixed Solvents
0748.01 |  |  | CONECT |  | FLANGE | 1 | LL | N | TANK FARM SW ON TK-1005 O/H |  | Mixed Solvents
0748.02 |  |  | CONECT |  | MANWAY | 24 | LL | N | TANK FARM SW ON TK-1005 O/H |  | Mixed Solvents
0748.03 |  |  | CONECT |  | UNION | 1 | LL | N | TANK FARM SW ON TK-1005 O/H |  | Mixed Solvents
0748.04 |  |  | CONECT |  | UNION | 1 | LL | N | TANK FARM SW ON TK-1005 O/H |  | Mixed Solvents
0749 |  |  | VALVE |  |  | 1 | LL | N | TANK FARM SW ON TK-1005 |  | Mixed Solvents
0749.01 |  |  | CAP |  | POE | 1 | LL | N | TANK FARM SW ON TK-1005 |  | Mixed Solvents
0750 |  |  | VALVE |  |  | 1 | LL | N | TANK FARM SW ON TK-1004 O/H |  | Mixed Solvents
0750.01 |  |  | CONECT |  | FLANGE | 1 | LL | N | TANK FARM SW ON TK-1004 O/H |  | Mixed Solvents
0750.02 |  |  | CONECT |  | MANWAY | 24 | LL | N | TANK FARM SW ON TK-1004 O/H |  | Mixed Solvents
0750.03 |  |  | CONECT |  | UNION | 1 | LL | N | TANK FARM SW ON TK-1004 O/H |  | Mixed Solvents
0750.04 |  |  | CONECT |  | UNION | 1 | LL | N | TANK FARM SW ON TK-1004 O/H |  | Mixed Solvents
0751 |  |  | VALVE |  |  | 1 | LL | N | TANK FARM SW ON TK-1004 |  | Mixed Solvents
0751.01 |  |  | CAP |  |  | 1 | LL | N | TANK FARM SW ON TK-1004 |  | Mixed Solvents
0752 |  |  | VALVE |  |  | 3 | LL | N | TANK FARM S OF TK-1003 |  | Mixed Solvents
0752.01 |  |  | CONECT |  | FLGVEND | 3 | LL | N | TANK FARM S OF TK-1003 |  | Mixed Solvents
0752.02 |  |  | CONECT |  | FLGVEND | 3 | LL | N | TANK FARM S OF TK-1003 |  | Mixed Solvents
0753 |  |  | VALVE |  |  | 1 | LL | N | TANK FARM SW ON TK-1003 O/H |  | Mixed Solvents
0753.01 |  |  | CONECT |  | FLANGE | 3 | LL | N | TANK FARM SW ON TK-1003 O/H |  | Mixed Solvents
0753.02 |  |  | CONECT |  | MANWAY | 24 | LL | N | TANK FARM SW ON TK-1003 O/H |  | Mixed Solvents
0753.03 |  |  | CONECT |  | UNION | 1 | LL | N | TANK FARM SW ON TK-1003 O/H |  | Mixed Solvents
0753.04 |  |  | CONECT |  | UNION | 1 | LL | N | TANK FARM SW ON TK-1003 O/H |  | Mixed Solvents
0754 |  |  | VALVE |  |  | 1 | LL | N | TANK FARM SW ON TK-1003 |  | Mixed Solvents
0754.01 |  |  | CAP |  | POE | 1 | LL | N | TANK FARM SW ON TK-1003 |  | Mixed Solvents
0755 |  |  | VALVE |  | BALL | 1 | LL | N | TANK FARM NW ON TK-1001 O/H |  | Mixed Solvents
0755.01 |  |  | CONECT |  | FLANGE | 3 | LL | N | TANK FARM NW ON TK-1001 O/H |  | Mixed Solvents
0755.02 |  |  | CONECT |  | MANWAY | 24 | LL | N | TANK FARM NW ON TK-1001 O/H |  | Mixed Solvents
0755.03 |  |  | CONECT |  | UNION | 1 | LL | N | TANK FARM NW ON TK-1001 |  | Mixed Solvents
0756 |  |  | VALVE |  | BALL | 1 | LL | N | TANK FARM NW ON TK-1001 |  | Mixed Solvents
0756.01 |  |  | CAP |  | POE | 1 | LL | N | TANK FARM NW ON TK-1001 |  | Mixed Solvents
0756.02 |  |  | CONECT |  | UNION | 1 | LL | N | TANK FARM NW ON TK-1001 |  | Mixed Solvents
0757 |  |  | VALVE |  | CONTROL VALVE | 3 | LL | N | TANK FARM TK-1001 BOTTOM |  | Mixed Solvents
0757.01 |  |  | CONECT |  | FLGVEND | 3 | LL | N | TANK FARM TK-1001 BOTTOM |  | Mixed Solvents
0757.02 |  |  | CONECT |  | FLGVEND | 3 | LL | N | TANK FARM TK-1001 BOTTOM |  | Mixed Solvents
0757.03 |  |  | CONECT |  | FLANGE | 3 | LL | N | TANK FARM TK-1001 BOTTOM |  | Mixed Solvents
0757.04 |  |  | CONECT |  | FLANGE | 4 | LL | N | TANK FARM TK-1001 BOTTOM |  | Mixed Solvents
0757.05 |  |  | CONECT |  | FLANGE | 3 | LL | N | TANK FARM TK-1001 BOTTOM |  | Mixed Solvents
0758 |  |  | VALVE |  | BALL | 3 | LL | N | TANK FARM TK-1001 BOTTOM |  | Mixed Solvents
0758.01 |  |  | CONECT |  | FLGVEND | 3 | LL | N | TANK FARM TK-1001 BOTTOM |  | Mixed Solvents
0758.02 |  |  | CAP |  | POE | 3 | LL | N | TANK FARM TK-1001 BOTTOM |  | Mixed Solvents
0759 |  |  | VALVE |  | BALL | 3 | LL | N | TANK FARM S OF TK-1001 BOTTOM |  | Mixed Solvents
0759.01 |  |  | CONECT |  | FLGVEND | 3 | LL | N | TANK FARM S OF TK-1001 BOTTOM |  | Mixed Solvents
0759.02 |  |  | CONECT |  | FLGVEND | 3 | LL | N | TANK FARM S OF TK-1001 BOTTOM |  | Mixed Solvents
0760 |  |  | VALVE |  | BALL | 0.5 | LL | N | TANK FARM S OF TK-1001 BOTTOM |  | Mixed Solvents
0760.01 |  |  | CAP |  | POE | 0.5 | LL | N | TANK FARM S OF TK-1001 BOTTOM |  | Mixed Solvents
0761 |  |  | VALVE |  | BALL | 3 | LL | N | TANK FARM S OF TK-1001 BOTTOM |  | Mixed Solvents
0761.01 |  |  | CONECT |  | FLGVEND | 3 | LL | N | TANK FARM S OF TK-1001 BOTTOM |  | Mixed Solvents
0761.02 |  |  | CONECT |  | FLGVEND | 3 | LL | N | TANK FARM S OF TK-1001 BOTTOM |  | Mixed Solvents
0762 |  |  | VALVE |  | BALL | 2 | LL | N | TANK FARM S OF TK-1001 O/H |  | Mixed Solvents
0762.01 |  |  | VALVE |  | CHECK | 2 | LL | N | TANK FARM S OF TK-1001 O/H |  | Mixed Solvents
0762.02 |  |  | CONECT |  | FLGVEND | 2 | LL | N | TANK FARM S OF TK-1001 O/H |  | Mixed Solvents
0762.03 |  |  | CONECT |  | FLGVEND | 2 | LL | N | TANK FARM S OF TK-1001 O/H |  | Mixed Solvents
0763 |  |  | VALVE |  | BALL | 0.5 | LL | N | TANK FARM S OF TK-1001 |  | Mixed Solvents
0763.01 |  |  | CONECT |  | SCRVEND | 0.5 | LL | N | TANK FARM S OF TK-1001 |  | Mixed Solvents
0763.02 |  |  | CONECT |  | NIPPLE | 0.5 | LL | N | TANK FARM S OF TK-1001 |  | Mixed Solvents
0763.03 |  |  | CONECT |  | FLANGE | 0.5 | LL | N | TANK FARM S OF TK-1001 |  | Mixed Solvents
0765.02 |  |  | CAP |  | POE | 0.5 | LL | N | TANK FARM S OF TK-1001 |  | Mixed Solvents
0766.02 |  |  | CAP |  | POE | 0.5 | LL | N | TANK FARM S OF TK-1001 |  | Mixed Solvents
0767 |  |  | VALVE |  | BALL | 2 | LL | N | TANK FARM S OF TK-1001 |  | Mixed Solvents
0767.01 |  |  | CONECT |  | SCRVEND | 2 | LL | N | TANK FARM S OF TK-1001 |  | Mixed Solvents
0767.02 |  |  | CONECT |  | 90 DEG IN | 2 | LL | N | TANK FARM S OF TK-1001 |  | Mixed Solvents
0767.03 |  |  | CONECT |  | 90 DEG OUT | 2 | LL | N | TANK FARM S OF TK-1001 |  | Mixed Solvents
0767.05 |  |  | CONECT |  | HOSE CON | 2 | LL | N | TANK FARM S OF TK-1001 |  | Mixed Solvents
0767.06 |  |  | CONECT |  | FLANGE | 3 | LL | N | TANK FARM S OF TK-1001 |  | Mixed Solvents
0768 |  |  | VALVE |  | BALL | 2 | LL | N | TANK FARM S OF TK-1001 |  | Mixed Solvents
0769 |  |  | VALVE |  | BALL | 2 | LL | N | TANK FARM S OF TK-1001 |  | Mixed Solvents
0770 |  |  | VALVE |  | BALL | 2 | LL | N | TANK FARM S OF TK-1001 O/H |  | Mixed Solvents
0770.01 |  |  | VALVE |  | CHECK | 2 | LL | N | TANK FARM S OF TK-1001 O/H |  | Mixed Solvents
0770.02 |  |  | CONECT |  | FLGVEND | 2 | LL | N | TANK FARM S OF TK-1001 O/H |  | Mixed Solvents
0770.03 |  |  | CONECT |  | FLGVEND | 2 | LL | N | TANK FARM S OF TK-1001 O/H |  | Mixed Solvents
0771 |  |  | PUMP |  | DD | 0 | LL | N | TANK FARM UNDER TK-1003 |  | Mixed Solvents
0772 |  |  | VALVE |  |  | 3 | LL | N | TANK FARM O/H NE ON TK-1003 |  | Mixed Solvents
0772.01 |  |  | CONECT |  | FLGVEND | 3 | LL | N | TANK FARM O/H NE ON TK-1003 |  | Mixed Solvents
0772.02 |  |  | CAP |  | POE | 3 | LL | D | TANK FARM O/H NE ON TK-1003 |  | Mixed Solvents
0773 |  |  | VALVE |  | CONTROL VALVE | 3 | LL | N | TANK FARM TK-1003 BOTTOM |  | Mixed Solvents
0773.01 |  |  | CONECT |  | FLGVEND | 3 | LL | N | TANK FARM TK-1003 BOTTOM |  | Mixed Solvents
0773.02 |  |  | CONECT |  | FLGVEND | 3 | LL | N | TANK FARM TK-1003 BOTTOM |  | Mixed Solvents
0774 |  |  | VALVE |  |  | 6 | LL | N | TANK FARM TK-1003 BOTTOM |  | Mixed Solvents
0774.01 |  |  | CONECT |  | FLGVEND | 6 | LL | N | TANK FARM TK-1003 BOTTOM |  | Mixed Solvents
0774.02 |  |  | CAP |  | POE | 6 | LL | N | TANK FARM TK-1003 BOTTOM |  | Mixed Solvents
0775 |  |  | VALVE |  |  | 0.5 | LL | N | TANK FARM TK-1003 BOTTOM |  | Mixed Solvents
0775.01 |  |  | CAP |  | POE | 0.5 | LL | N | TANK FARM TK-1003 BOTTOM |  | Mixed Solvents
0776 |  |  | VALVE |  |  | 3 | LL | N | TANK FARM S OF TK-1003 BOTTOM |  | Mixed Solvents
0776.01 |  |  | CONECT |  | FLGVEND | 3 | LL | N | TANK FARM S OF TK-1003 BOTTOM |  | Mixed Solvents
0776.02 |  |  | CONECT |  | FLGVEND | 3 | LL | N | TANK FARM S OF TK-1003 BOTTOM |  | Mixed Solvents
0777 |  |  | VALVE |  |  | 3 | LL | N | TANK FARM O/H NE ON TK-1004 |  | Mixed Solvents
0777.01 |  |  | CONECT |  | FLGVEND | 3 | LL | N | TANK FARM O/H NE ON TK-1004 |  | Mixed Solvents
0777.02 |  |  | CAP |  | POE | 3 | LL | D | TANK FARM O/H NE ON TK-1004 |  | Mixed Solvents
0778 |  |  | VALVE |  | CONTROL VALVE | 3 | LL | N | TANK FARM TK-1004 BOTTOM |  | Mixed Solvents
0778.01 |  |  | CONECT |  | FLGVEND | 3 | LL | N | TANK FARM TK-1004 BOTTOM |  | Mixed Solvents
0778.02 |  |  | CONECT |  | FLGVEND | 3 | LL | N | TANK FARM TK-1004 BOTTOM |  | Mixed Solvents
0779 |  |  | VALVE |  |  | 6 | LL | N | TANK FARM TK-1004 BOTTOM |  | Mixed Solvents
0779.01 |  |  | CONECT |  | FLGVEND | 6 | LL | N | TANK FARM TK-1004 BOTTOM |  | Mixed Solvents
0779.02 |  |  | CAP |  | POE | 6 | LL | N | TANK FARM TK-1004 BOTTOM |  | Mixed Solvents
0780 |  |  | VALVE |  |  | 3 | LL | N | TANK FARM O/H NE ON TK-1005 |  | Mixed Solvents
0780.01 |  |  | CONECT |  | FLGVEND | 3 | LL | N | TANK FARM O/H NE ON TK-1005 |  | Mixed Solvents
0780.02 |  |  | CAP |  | POE | 3 | LL | D | TANK FARM O/H NE ON TK-1005 |  | Mixed Solvents
0781 |  |  | VALVE |  | CONTROL VALVE | 3 | LL | N | TANK FARM TK-1005 BOTTOM |  | Mixed Solvents
0781.01 |  |  | CONECT |  | FLGVEND | 3 | LL | N | TANK FARM TK-1005 BOTTOM |  | Mixed Solvents
0781.02 |  |  | CONECT |  | FLGVEND | 3 | LL | N | TANK FARM TK-1005 BOTTOM |  | Mixed Solvents
0782 |  |  | VALVE |  |  | 6 | LL | N | TANK FARM TK-1005 BOTTOM |  | Mixed Solvents
0782.01 |  |  | CONECT |  | FLGVEND | 6 | LL | N | TANK FARM TK-1005 BOTTOM |  | Mixed Solvents
0782.02 |  |  | CAP |  | POE | 6 | LL | N | TANK FARM TK-1005 BOTTOM |  | Mixed Solvents
0783 |  |  | VALVE |  |  | 3 | LL | N | TANK FARM O/H NE ON TK-1006 |  | Mixed Solvents
0783.01 |  |  | CONECT |  | FLGVEND | 3 | LL | N | TANK FARM O/H NE ON TK-1006 |  | Mixed Solvents
0783.02 |  |  | CAP |  | POE | 3 | LL | D | TANK FARM O/H NE ON TK-1006 |  | Mixed Solvents
0784 |  |  | VALVE |  | CONTROL VALVE | 3 | LL | N | TANK FARM TK-1006 BOTTOM |  | Mixed Solvents
0784.01 |  |  | CONECT |  | FLGVEND | 3 | LL | N | TANK FARM TK-1006 BOTTOM |  | Mixed Solvents
0784.02 |  |  | CONECT |  | FLGVEND | 3 | LL | N | TANK FARM TK-1006 BOTTOM |  | Mixed Solvents
0785 |  |  | VALVE |  |  | 6 | LL | N | TANK FARM TK-1006 BOTTOM |  | Mixed Solvents
0785.01 |  |  | CONECT |  | FLGVEND | 6 | LL | N | TANK FARM TK-1006 BOTTOM |  | Mixed Solvents
0785.02 |  |  | CAP |  | POE | 6 | LL | N | TANK FARM TK-1006 BOTTOM |  | Mixed Solvents
0786 |  |  | VALVE |  |  | 1 | LL | N | TANK FARM SW ON TK-1011 O/H |  | Mixed Solvents
0786.01 |  |  | CONECT |  | FLANGE | 1 | LL | D | TANK FARM SW ON TK-1011 O/H |  | Mixed Solvents
0786.02 |  |  | CONECT |  | MANWAY | 24 | LL | D | TANK FARM SW ON TK-1011 O/H |  | Mixed Solvents
0786.03 |  |  | CONECT |  | UNION | 1 | LL | D | TANK FARM SW ON TK-1011 O/H |  | Mixed Solvents
0786.04 |  |  | CONECT |  | UNION | 1 | LL | D | TANK FARM SW ON TK-1011 O/H |  | Mixed Solvents
0787 |  |  | VALVE |  |  | 1 | LL | N | TANK FARM SW ON TK-1011 |  | Mixed Solvents
0787.01 |  |  | CAP |  | POE | 1 | LL | N | TANK FARM SW ON TK-1011 |  | Mixed Solvents
0788 |  |  | VALVE |  | CONTROL VALVE | 3 | LL | N | TANK FARM TK-1011 BOTTOM |  | Mixed Solvents
0788.01 |  |  | CONECT |  | FLGVEND | 3 | LL | N | TANK FARM TK-1011 BOTTOM |  | Mixed Solvents
0788.02 |  |  | CONECT |  | FLGVEND | 3 | LL | N | TANK FARM TK-1011 BOTTOM |  | Mixed Solvents
0789 |  |  | VALVE |  |  | 6 | LL | N | TANK FARM TK-1011 BOTTOM |  | Mixed Solvents
0789.01 |  |  | CONECT |  | FLGVEND | 6 | LL | N | TANK FARM TK-1011 BOTTOM |  | Mixed Solvents
0789.02 |  |  | CAP |  | POE | 6 | LL | N | TANK FARM TK-1011 BOTTOM |  | Mixed Solvents
0790 |  |  | VALVE |  |  | 1 | LL | N | TANK FARM SW ON TK-1010 O/H |  | Mixed Solvents
0790.01 |  |  | CONECT |  | FLANGE | 1 | LL | D | TANK FARM SW ON TK-1010 O/H |  | Mixed Solvents
0790.02 |  |  | CONECT |  | MANWAY | 24 | LL | D | TANK FARM SW ON TK-1010 O/H |  | Mixed Solvents
0790.03 |  |  | CONECT |  | UNION | 1 | LL | D | TANK FARM SW ON TK-1010 O/H |  | Mixed Solvents
0790.04 |  |  | CONECT |  | UNION | 1 | LL | D | TANK FARM SW ON TK-1010 O/H |  | Mixed Solvents
0791 |  |  | VALVE |  |  | 1 | LL | N | TANK FARM SW ON TK-1010 |  | Mixed Solvents
0791.01 |  |  | CAP |  | POE | 1 | LL | N | TANK FARM SW ON TK-1010 |  | Mixed Solvents
0792 |  |  | VALVE |  | CONTROL VALVE | 3 | LL | N | TANK FARM TK-1010 BOTTOM |  | Mixed Solvents
0792.01 |  |  | CONECT |  | FLGVEND | 3 | LL | N | TANK FARM TK-1010 BOTTOM |  | Mixed Solvents
0792.02 |  |  | CONECT |  | FLGVEND | 3 | LL | N | TANK FARM TK-1010 BOTTOM |  | Mixed Solvents
0793 |  |  | VALVE |  |  | 6 | LL | N | TANK FARM TK-1010 BOTTOM |  | Mixed Solvents
0793.01 |  |  | CONECT |  | FLGVEND | 6 | LL | N | TANK FARM TK-1010 BOTTOM |  | Mixed Solvents
0793.02 |  |  | CAP |  | POE | 6 | LL | N | TANK FARM TK-1010 BOTTOM |  | Mixed Solvents
0794 |  |  | VALVE |  |  | 1 | LL | N | TANK FARM SW ON TK-1009 O/H |  | Mixed Solvents
0794.01 |  |  | CONECT |  | FLANGE | 1 | LL | D | TANK FARM SW ON TK-1009 O/H |  | Mixed Solvents
0794.02 |  |  | CONECT |  | MANWAY | 24 | LL | D | TANK FARM SW ON TK-1009 O/H |  | Mixed Solvents
0794.03 |  |  | CONECT |  | UNION | 1 | LL | D | TANK FARM SW ON TK-1009 O/H |  | Mixed Solvents
0794.04 |  |  | CONECT |  | UNION | 1 | LL | D | TANK FARM SW ON TK-1009 O/H |  | Mixed Solvents
0795 |  |  | VALVE |  |  | 1 | LL | N | TANK FARM SW ON TK-1009 |  | Mixed Solvents
0795.01 |  |  | CAP |  | POE | 1 | LL | N | TANK FARM SW ON TK-1009 |  | Mixed Solvents
0796 |  |  | VALVE |  | CONTROL VALVE | 3 | LL | N | TANK FARM TK-1009 BOTTOM |  | Mixed Solvents
0796.01 |  |  | CONECT |  | FLGVEND | 3 | LL | N | TANK FARM TK-1009 BOTTOM |  | Mixed Solvents
0796.02 |  |  | CONECT |  | FLGVEND | 3 | LL | N | TANK FARM TK-1009 BOTTOM |  | Mixed Solvents
0797 |  |  | VALVE |  |  | 6 | LL | N | TANK FARM TK-1009 BOTTOM |  | Mixed Solvents
0797.01 |  |  | CONECT |  | FLGVEND | 6 | LL | N | TANK FARM TK-1009 BOTTOM |  | Mixed Solvents
0797.02 |  |  | CAP |  | POE | 6 | LL | N | TANK FARM TK-1009 BOTTOM |  | Mixed Solvents
0798 |  |  | VALVE |  |  | 1 | LL | N | TANK FARM SW ON TK-1008 O/H |  | Mixed Solvents
0798.01 |  |  | CONECT |  | FLANGE | 1 | LL | D | TANK FARM SW ON TK-1008 O/H |  | Mixed Solvents
0798.02 |  |  | CONECT |  | MANWAY | 24 | LL | D | TANK FARM SW ON TK-1008 O/H |  | Mixed Solvents
0798.03 |  |  | CONECT |  | UNION | 1 | LL | D | TANK FARM SW ON TK-1008 O/H |  | Mixed Solvents
0798.04 |  |  | CONECT |  | UNION | 1 | LL | D | TANK FARM SW ON TK-1008 O/H |  | Mixed Solvents
0799 |  |  | VALVE |  |  | 1 | LL | N | TANK FARM SW ON TK-1008 |  | Mixed Solvents
0799.01 |  |  | CAP |  | POE | 1 | LL | N | TANK FARM SW ON TK-1008 |  | Mixed Solvents
0800 |  |  | VALVE |  | CONTROL VALVE | 3 | LL | N | TANK FARM TK-1008 BOTTOM |  | Mixed Solvents
0800.01 |  |  | CONECT |  | FLGVEND | 3 | LL | N | TANK FARM TK-1008 BOTTOM |  | Mixed Solvents
0800.02 |  |  | CONECT |  | FLGVEND | 3 | LL | N | TANK FARM TK-1008 BOTTOM |  | Mixed Solvents
0801 |  |  | VALVE |  |  | 6 | LL | N | TANK FARM TK-1008 BOTTOM |  | Mixed Solvents
0801.01 |  |  | CONECT |  | FLGVEND | 6 | LL | N | TANK FARM TK-1008 BOTTOM |  | Mixed Solvents
0801.02 |  |  | CAP |  |  | 6 | LL | N | TANK FARM TK-1008 BOTTOM |  | Mixed Solvents
0802 |  |  | VALVE |  |  | 1 | LL | N | TANK FARM SW ON TK-1007 O/H |  | Mixed Solvents
0802.01 |  |  | CONECT |  | FLANGE | 1 | LL | D | TANK FARM SW ON TK-1007 O/H |  | Mixed Solvents
0802.02 |  |  | CONECT |  | MANWAY | 24 | LL | D | TANK FARM SW ON TK-1007 O/H |  | Mixed Solvents
0802.03 |  |  | CONECT |  | UNION | 1 | LL | D | TANK FARM SW ON TK-1007 O/H |  | Mixed Solvents
0802.04 |  |  | CONECT |  | UNION | 1 | LL | D | TANK FARM SW ON TK-1007 O/H |  | Mixed Solvents
0803 |  |  | VALVE |  |  | 1 | LL | N | TANK FARM SW ON TK-1007 |  | Mixed Solvents
0803.01 |  |  | CAP |  | POE | 1 | LL | N | TANK FARM SW ON TK-1007 |  | Mixed Solvents
0804 |  |  | VALVE |  | CONTROL VALVE | 3 | LL | N | TANK FARM TK-1007 BOTTOM |  | Mixed Solvents
0804.01 |  |  | CONECT |  | FLGVEND | 3 | LL | N | TANK FARM TK-1007 BOTTOM |  | Mixed Solvents
0804.02 |  |  | CONECT |  | FLGVEND | 3 | LL | N | TANK FARM TK-1007 BOTTOM |  | Mixed Solvents
0805 |  |  | VALVE |  |  | 6 | LL | N | TANK FARM TK-1007 BOTTOM |  | Mixed Solvents
0805.01 |  |  | CONECT |  | FLGVEND | 6 | LL | N | TANK FARM TK-1007 BOTTOM |  | Mixed Solvents
0805.02 |  |  | CAP |  | POE | 6 | LL | N | TANK FARM TK-1007 BOTTOM |  | Mixed Solvents
0806 |  |  | VALVE |  | CONTROL VALVE | 3 | LL | N | TANK FARM TK-1002 BOTTOM |  | Mixed Solvents
0806.01 |  |  | CONECT |  | FLGVEND | 3 | LL | N | TANK FARM TK-1002 BOTTOM |  | Mixed Solvents
0806.02 |  |  | CONECT |  | FLGVEND | 3 | LL | N | TANK FARM TK-1002 BOTTOM |  | Mixed Solvents
0806.03 |  |  | CONECT |  | FLANGE | 3 | LL | N | TANK FARM TK-1002 BOTTOM |  | Mixed Solvents
0806.04 |  |  | CONECT |  | FLANGE | 4 | LL | N | TANK FARM TK-1002 BOTTOM |  | Mixed Solvents
0806.05 |  |  | CONECT |  | FLANGE | 3 | LL | N | TANK FARM TK-1002 BOTTOM |  | Mixed Solvents
0807 |  |  | VALVE |  |  | 3 | LL | N | TANK FARM TK-1002 BOTTOM |  | Mixed Solvents
0807.01 |  |  | CONECT |  | FLGVEND | 3 | LL | N | TANK FARM TK-1002 BOTTOM |  | Mixed Solvents
0807.02 |  |  | CAP |  | POE | 3 | LL | N | TANK FARM TK-1002 BOTTOM |  | Mixed Solvents
0808 |  |  | VALVE |  |  | 1 | LL | N | TANK FARM O/H W ON TK-1002 |  | Mixed Solvents
0808.01 |  |  | CONECT |  | FLANGE | 1 | LL | N | TANK FARM O/H W ON TK-1002 |  | Mixed Solvents
0808.02 |  |  | CONECT |  | MANWAY | 24 | LL | N | TANK FARM O/H W ON TK-1002 |  | Mixed Solvents
0808.03 |  |  | CONECT |  | UNION | 1 | LL | N | TANK FARM O/H W ON TK-1002 |  | Mixed Solvents
0808.04 |  |  | CONECT |  | UNION | 1 | LL | N | TANK FARM O/H W ON TK-1002 |  | Mixed Solvents
0809 |  |  | VALVE |  |  | 1 | LL | N | TANK FARM W ON TK-1002 |  | Mixed Solvents
0809.01 |  |  | CAP |  | POE | 1 | LL | N | TANK FARM W ON TK-1002 |  | Mixed Solvents
0810 |  |  | VALVE |  |  | 3 | LL | N | TANK FARM TK-1007 NE SIDE O/H |  | Mixed Solvents
0810.01 |  |  | CONECT |  | FLGVEND | 3 | LL | D | TANK FARM TK-1007 NE SIDE O/H |  | Mixed Solvents
0810.02 |  |  | CAP |  | POE | 3 | LL | D | TANK FARM TK-1007 NE SIDE O/H |  | Mixed Solvents
0811 |  |  | VALVE |  |  | 3 | LL | N | TANK FARM TK-1008 NE SIDE O/H |  | Mixed Solvents
0811.01 |  |  | CONECT |  | FLGVEND | 3 | LL | D | TANK FARM TK-1008 NE SIDE O/H |  | Mixed Solvents
0811.02 |  |  | CAP |  | POE | 3 | LL | D | TANK FARM TK-1008 NE SIDE O/H |  | Mixed Solvents
0812 |  |  | VALVE |  |  | 3 | LL | N | TANK FARM TK-1009 NE SIDE O/H |  | Mixed Solvents
0812.01 |  |  | CONECT |  | FLGVEND | 3 | LL | D | TANK FARM TK-1009 NE SIDE O/H |  | Mixed Solvents
0812.02 |  |  | CAP |  | POE | 3 | LL | D | TANK FARM TK-1009 NE SIDE O/H |  | Mixed Solvents
0813 |  |  | VALVE |  |  | 3 | LL | N | TANK FARM TK-1010 NE SIDE O/H |  | Mixed Solvents
0813.01 |  |  | CONECT |  | FLGVEND | 3 | LL | D | TANK FARM TK-1010 NE SIDE O/H |  | Mixed Solvents
0813.02 |  |  | CAP |  | POE | 3 | LL | D | TANK FARM TK-1010 NE SIDE O/H |  | Mixed Solvents
0814 |  |  | VALVE |  |  | 3 | LL | N | TANK FARM TK-1011 NE SIDE O/H |  | Mixed Solvents
0814.01 |  |  | CONECT |  | FLGVEND | 3 | LL | D | TANK FARM TK-1011 NE SIDE O/H |  | Mixed Solvents
0814.02 |  |  | CAP |  | POE | 3 | LL | D | TANK FARM TK-1011 NE SIDE O/H |  | Mixed Solvents
0815 |  |  | VALVE |  |  | 1 | LL | D | TANK FARM TK-1012 SW SIDE O/H |  | Mixed Solvents
0815.01 |  |  | CONECT |  | FLANGE | 1 | LL | D | TANK FARM TK-1012 SW SIDE O/H |  | Mixed Solvents
0815.02 |  |  | CONECT |  | MANWAY | 24 | LL | D | TANK FARM TK-1012 SW SIDE O/H |  | Mixed Solvents
0815.03 |  |  | CONECT |  | UNION | 1 | LL | D | TANK FARM TK-1012 SW SIDE O/H |  | Mixed Solvents
0815.04 |  |  | CONECT |  | UNION | 1 | LL | D | TANK FARM TK-1012 SW SIDE O/H |  | Mixed Solvents
0816 |  |  | VALVE |  |  | 1 | LL | N | TANK FARM TK-1012 SW SIDE |  | Mixed Solvents
0816.01 |  |  | CAP |  | POE | 1 | LL | N | TANK FARM TK-1012 SW SIDE |  | Mixed Solvents
0817 |  |  | VALVE |  |  | 1 | LL | D | TANK FARM TK-1013 SW SIDE O/H |  | Mixed Solvents
0817.01 |  |  | CONECT |  | FLANGE | 1 | LL | D | TANK FARM TK-1013 SW SIDE O/H |  | Mixed Solvents
0817.02 |  |  | CONECT |  | MANWAY | 24 | LL | D | TANK FARM TK-1013 SW SIDE O/H |  | Mixed Solvents
0817.03 |  |  | CONECT |  | UNION | 1 | LL | D | TANK FARM TK-1013 SW SIDE O/H |  | Mixed Solvents
0817.04 |  |  | CONECT |  | UNION | 1 | LL | D | TANK FARM TK-1013 SW SIDE O/H |  | Mixed Solvents
0818 |  |  | VALVE |  |  | 1 | LL | N | TANK FARM TK-1013 SW SIDE |  | Mixed Solvents
0818.01 |  |  | CAP |  | POE | 1 | LL | N | TANK FARM TK-1013 SW SIDE |  | Mixed Solvents
0819 |  |  | VALVE |  |  | 1 | LL | D | TANK FARM TK-1014 SW SIDE O/H |  | Mixed Solvents
0819.01 |  |  | CONECT |  | FLANGE | 1 | LL | D | TANK FARM TK-1014 SW SIDE O/H |  | Mixed Solvents
0819.02 |  |  | CONECT |  | MANWAY | 24 | LL | D | TANK FARM TK-1014 SW SIDE O/H |  | Mixed Solvents
0819.03 |  |  | CONECT |  | UNION | 1 | LL | D | TANK FARM TK-1014 SW SIDE O/H |  | Mixed Solvents
0819.04 |  |  | CONECT |  | UNION | 1 | LL | D | TANK FARM TK-1014 SW SIDE O/H |  | Mixed Solvents
0820 |  |  | VALVE |  |  | 1 | LL | N | TANK FARM TK-1014 SW SIDE |  | Mixed Solvents
0820.01 |  |  | CAP |  | POE | 1 | LL | N | TANK FARM TK-1014 SW SIDE |  | Mixed Solvents
0821 |  |  | VALVE |  |  | 1 | LL | D | TANK FARM TK-1015 SW SIDE O/H |  | Mixed Solvents
0821.01 |  |  | CONECT |  | FLANGE | 1 | LL | D | TANK FARM TK-1015 SW SIDE O/H |  | Mixed Solvents
0821.02 |  |  | CONECT |  | MANWAY | 24 | LL | D | TANK FARM TK-1015 SW SIDE O/H |  | Mixed Solvents
0821.03 |  |  | CONECT |  | UNION | 1 | LL | D | TANK FARM TK-1015 SW SIDE O/H |  | Mixed Solvents
0821.04 |  |  | CONECT |  | UNION | 1 | LL | D | TANK FARM TK-1015 SW SIDE O/H |  | Mixed Solvents
0822 |  |  | VALVE |  |  | 1 | LL | N | TANK FARM TK-1015 SW SIDE |  | Mixed Solvents
0822.01 |  |  | CAP |  | POE | 1 | LL | N | TANK FARM TK-1015 SW SIDE |  | Mixed Solvents
0823 |  |  | VALVE |  |  | 1 | LL | D | TANK FARM TK-1016 SW SIDE O/H |  | Mixed Solvents
0823.01 |  |  | CONECT |  | FLANGE | 1 | LL | D | TANK FARM TK-1016 SW SIDE O/H |  | Mixed Solvents
0823.02 |  |  | CONECT |  | MANWAY | 24 | LL | D | TANK FARM TK-1016 SW SIDE O/H |  | Mixed Solvents
0823.03 |  |  | CONECT |  | UNION | 1 | LL | D | TANK FARM TK-1016 SW SIDE O/H |  | Mixed Solvents
0823.04 |  |  | CONECT |  | UNION | 1 | LL | D | TANK FARM TK-1016 SW SIDE O/H |  | Mixed Solvents
0824 |  |  | VALVE |  |  | 1 | LL | N | TANK FARM TK-1016 SW SIDE |  | Mixed Solvents
0824.01 |  |  | CAP |  | POE | 1 | LL | N | TANK FARM TK-1016 SW SIDE |  | Mixed Solvents
0825 |  |  | VALVE |  |  | 1 | LL | N | TANK FARM TK-1017 SW SIDE |  | Mixed Solvents
0825.01 |  |  | CAP |  | POE | 1 | LL | N | TANK FARM TK-1017 SW SIDE |  | Mixed Solvents
0825.02 |  |  | CONECT |  | FLANGE | 1 | LL | N | TANK FARM TK-1017 SW SIDE |  | Mixed Solvents
0825.03 |  |  | CONECT |  | MANWAY | 24 | LL | N | TANK FARM TK-1017 SW SIDE |  | Mixed Solvents
0826 |  |  | VALVE |  |  | 3 | LL | N | TANK FARM TK-1017 W SIDE |  | Mixed Solvents
0826.01 |  |  | CONECT |  | FLGVEND | 3 | LL | N | TANK FARM TK-1017 W SIDE |  | Mixed Solvents
0826.02 |  |  | CAP |  | POE | 3 | LL | N | TANK FARM TK-1017 W SIDE |  | Mixed Solvents
0826.03 |  |  | CONECT |  | FLANGE | 1 | LL | N | TANK FARM TK-1017 W SIDE O/H |  | Mixed Solvents
0827 |  |  | CONECT |  | FLANGE | 1 | LL | N | TANK FARM TK-1017 NW SIDE |  | Mixed Solvents
0827.01 |  |  | CONECT |  | NIPPLE | 0.5 | LL | N | TANK FARM TK-1017 NW SIDE |  | Mixed Solvents
0827.02 |  |  | CONECT |  | UNION | 0.5 | LL | N | TANK FARM TK-1017 NW SIDE |  | Mixed Solvents
0828 |  |  | VALVE |  |  | 6 | LL | N | TANK FARM TK-1017 N SIDE |  | Mixed Solvents
0828.01 |  |  | CONECT |  | FLGVEND | 6 | LL | N | TANK FARM TK-1017 N SIDE |  | Mixed Solvents
0828.02 |  |  | CAP |  | POE | 6 | LL | N | TANK FARM TK-1017 N SIDE |  | Mixed Solvents
0829 |  |  | VALVE |  |  | 1 | LL | N | TANK FARM TK-1017 NE SIDE |  | Mixed Solvents
0829.01 |  |  | CAP |  | POE | 1 | LL | N | TANK FARM TK-1017 NE SIDE |  | Mixed Solvents
0829.02 |  |  | CONECT |  | FLANGE | 1 | LL | N | TANK FARM TK-1017 NE SIDE |  | Mixed Solvents
0829.03 |  |  | CONECT |  | MANWAY | 24 | LL | N | TANK FARM TK-1017 NE SIDE |  | Mixed Solvents
0830 |  |  | VALVE |  | CONTROL VALVE | 3 | LL | N | TANK FARM TK-1017 S SIDE |  | Mixed Solvents
0830.01 |  |  | CONECT |  | FLGVEND | 3 | LL | N | TANK FARM TK-1017 S SIDE |  | Mixed Solvents
0830.02 |  |  | CONECT |  | FLGVEND | 3 | LL | N | TANK FARM TK-1017 S SIDE |  | Mixed Solvents
0831 |  |  | VALVE |  | CONTROL VALVE | 3 | LL | N | TANK FARM TK-1017 S SIDE |  | Mixed Solvents
0831.01 |  |  | CONECT |  | FLGVEND | 3 | LL | N | TANK FARM TK-1017 S SIDE |  | Mixed Solvents
0831.02 |  |  | CONECT |  | FLGVEND | 3 | LL | N | TANK FARM TK-1017 S SIDE |  | Mixed Solvents
0832 |  |  | VALVE |  |  | 3 | LL | D | TANK FARM TK-1016 NE SIDE O/H |  | Mixed Solvents
0832.01 |  |  | CONECT |  | FLGVEND | 3 | LL | D | TANK FARM TK-1016 NE SIDE O/H |  | Mixed Solvents
0832.02 |  |  | CAP |  | POE | 3 | LL | D | TANK FARM TK-1016 NE SIDE O/H |  | Mixed Solvents
0833 |  |  | VALVE |  | CONTROL VALVE | 3 | LL | N | TANK FARM TK-1016 BOTTOM |  | Mixed Solvents
0833.01 |  |  | CONECT |  | FLGVEND | 3 | LL | N | TANK FARM TK-1016 BOTTOM |  | Mixed Solvents
0833.02 |  |  | CONECT |  | FLGVEND | 3 | LL | N | TANK FARM TK-1016 BOTTOM |  | Mixed Solvents
0834 |  |  | VALVE |  |  | 6 | LL | N | TANK FARM TK-1016 BOTTOM |  | Mixed Solvents
0834.01 |  |  | CONECT |  | FLGVEND | 6 | LL | N | TANK FARM TK-1016 BOTTOM |  | Mixed Solvents
0834.02 |  |  | CAP |  | POE | 6 | LL | N | TANK FARM TK-1016 BOTTOM |  | Mixed Solvents
0835 |  |  | VALVE |  |  | 3 | LL | D | TANK FARM TK-1015 NE SIDE O/H |  | Mixed Solvents
0835.01 |  |  | CONECT |  | FLGVEND | 3 | LL | D | TANK FARM TK-1015 NE SIDE O/H |  | Mixed Solvents
0835.02 |  |  | CAP |  | POE | 3 | LL | D | TANK FARM TK-1015 NE SIDE O/H |  | Mixed Solvents
0836 |  |  | VALVE |  | CONTROL VALVE | 3 | LL | N | TANK FARM TK-1015 BOTTOM |  | Mixed Solvents
0836.01 |  |  | CONECT |  | FLGVEND | 3 | LL | N | TANK FARM TK-1015 BOTTOM |  | Mixed Solvents
0836.02 |  |  | CONECT |  | FLGVEND | 3 | LL | N | TANK FARM TK-1015 BOTTOM |  | Mixed Solvents
0837 |  |  | VALVE |  |  | 6 | LL | N | TANK FARM TK-1015 BOTTOM |  | Mixed Solvents
0837.01 |  |  | CONECT |  | FLGVEND | 6 | LL | N | TANK FARM TK-1015 BOTTOM |  | Mixed Solvents
0837.02 |  |  | CAP |  | POE | 6 | LL | N | TANK FARM TK-1015 BOTTOM |  | Mixed Solvents
0838 |  |  | VALVE |  |  | 3 | LL | D | TANK FARM TK-1014 NE SIDE O/H |  | Mixed Solvents
0838.01 |  |  | CONECT |  | FLGVEND | 3 | LL | D | TANK FARM TK-1014 NE SIDE O/H |  | Mixed Solvents
0838.02 |  |  | CAP |  | POE | 3 | LL | D | TANK FARM TK-1014 NE SIDE O/H |  | Mixed Solvents
0839 |  |  | VALVE |  | CONTROL VALVE | 3 | LL | N | TANK FARM TK-1014 BOTTOM |  | Mixed Solvents
0839.01 |  |  | CONECT |  | FLGVEND | 3 | LL | N | TANK FARM TK-1014 BOTTOM |  | Mixed Solvents
0839.02 |  |  | CONECT |  | FLGVEND | 3 | LL | N | TANK FARM TK-1014 BOTTOM |  | Mixed Solvents
0840 |  |  | VALVE |  |  | 6 | LL | N | TANK FARM TK-1014 BOTTOM |  | Mixed Solvents
0840.01 |  |  | CONECT |  | FLGVEND | 6 | LL | N | TANK FARM TK-1014 BOTTOM |  | Mixed Solvents
0840.02 |  |  | CAP |  | POE | 6 | LL | N | TANK FARM TK-1014 BOTTOM |  | Mixed Solvents
0841 |  |  | VALVE |  |  | 3 | LL | D | TANK FARM TK-1013 NE SIDE O/H |  | Mixed Solvents
0841.01 |  |  | CONECT |  | FLGVEND | 3 | LL | D | TANK FARM TK-1013 NE SIDE O/H |  | Mixed Solvents
0841.02 |  |  | CAP |  | POE | 3 | LL | D | TANK FARM TK-1013 NE SIDE O/H |  | Mixed Solvents
0842 |  |  | VALVE |  | CONTROL VALVE | 3 | LL | N | TANK FARM TK-1013 BOTTOM |  | Mixed Solvents
0842.01 |  |  | CONECT |  | FLGVEND | 3 | LL | N | TANK FARM TK-1013 BOTTOM |  | Mixed Solvents
0842.02 |  |  | CONECT |  | FLGVEND | 3 | LL | N | TANK FARM TK-1013 BOTTOM |  | Mixed Solvents
0843 |  |  | VALVE |  |  | 6 | LL | N | TANK FARM TK-1013 BOTTOM |  | Mixed Solvents
0843.01 |  |  | CONECT |  | FLGVEND | 6 | LL | N | TANK FARM TK-1013 BOTTOM |  | Mixed Solvents
0843.02 |  |  | CAP |  | POE | 6 | LL | N | TANK FARM TK-1013 BOTTOM |  | Mixed Solvents
0844 |  |  | VALVE |  |  | 3 | LL | D | TANK FARM TK-1012 NE SIDE O/H |  | Mixed Solvents
0844.01 |  |  | CONECT |  | FLGVEND | 3 | LL | D | TANK FARM TK-1012 NE SIDE O/H |  | Mixed Solvents
0844.02 |  |  | CAP |  | POE | 3 | LL | D | TANK FARM TK-1012 NE SIDE O/H |  | Mixed Solvents
0845 |  |  | VALVE |  | CONTROL VALVE | 3 | LL | N | TANK FARM TK-1012 BOTTOM |  | Mixed Solvents
0845.01 |  |  | CONECT |  | FLGVEND | 3 | LL | N | TANK FARM TK-1012 BOTTOM |  | Mixed Solvents
0845.02 |  |  | CONECT |  | FLGVEND | 3 | LL | N | TANK FARM TK-1012 BOTTOM |  | Mixed Solvents
0846 |  |  | VALVE |  |  | 6 | LL | N | TANK FARM TK-1012 BOTTOM |  | Mixed Solvents
0846.01 |  |  | CONECT |  | FLGVEND | 6 | LL | N | TANK FARM TK-1012 BOTTOM |  | Mixed Solvents
0846.02 |  |  | CAP |  | POE | 6 | LL | N | TANK FARM TK-1012 BOTTOM |  | Mixed Solvents
0847 |  |  | CONECT |  | FLANGE | 3 | LL | N | TANK FARM P/R SW OF TK-1023 |  | Mixed Solvents
0847.01 |  |  | CONECT |  | FLANGE | 3 | LL | N | TANK FARM P/R SW OF TK-1023 |  | Mixed Solvents
0847.02 |  |  | CONECT |  | FLANGE | 3 | LL | N | TANK FARM P/R SW OF TK-1023 |  | Mixed Solvents
0847.03 |  |  | CONECT |  | FLANGE | 4 | LL | N | TANK FARM P/R SW OF TK-1023 |  | Mixed Solvents
0847.04 |  |  | CONECT |  | FLANGE | 4 | LL | N | TANK FARM P/R SW OF TK-1023 |  | Mixed Solvents
0848 |  |  | VALVE |  | RCV | 3 | LL | N | TANK FARM TK-1023 SW SIDE |  | Mixed Solvents
0848.01 |  |  | CONECT |  | FLGVEND | 3 | LL | N | TANK FARM TK-1023 SW SIDE |  | Mixed Solvents
0848.02 |  |  | CONECT |  | FLGVEND | 3 | LL | N | TANK FARM TK-1023 SW SIDE |  | Mixed Solvents
0849 |  |  | VALVE |  | CONTROL VALVE | 3 | LL | N | TANK FARM TK-1023 SW SIDE |  | Mixed Solvents
0849.01 |  |  | CONECT |  | FLGVEND | 3 | LL | N | TANK FARM TK-1023 SW SIDE |  | Mixed Solvents
0849.02 |  |  | CONECT |  | FLGVEND | 3 | LL | N | TANK FARM TK-1023 SW SIDE |  | Mixed Solvents
0850 |  |  | VALVE |  |  | 1 | LL | D | TANK FARM TK-1023 W SIDE O/H |  | Mixed Solvents
0850.01 |  |  | CONECT |  | FLANGE | 1 | LL | D | TANK FARM TK-1023 W SIDE O/H |  | Mixed Solvents
0850.02 |  |  | CONECT |  | FLANGE | 1 | LL | D | TANK FARM TK-1023 W SIDE O/H |  | Mixed Solvents
0851 |  |  | VALVE |  |  | 1 | LL | N | TANK FARM TK-1023 W SIDE |  | Mixed Solvents
0851.01 |  |  | CAP |  | POE | 1 | LL | N | TANK FARM TK-1023 W SIDE |  | Mixed Solvents
0852 |  |  | VALVE |  |  | 1 | LL | N | TANK FARM TK-1023 W SIDE |  | Mixed Solvents
0852.01 |  |  | CAP |  | POE | 1 | LL | N | TANK FARM TK-1023 W SIDE |  | Mixed Solvents
0852.02 |  |  | CONECT |  | FLANGE | 1 | LL | N | TANK FARM TK-1023 W SIDE |  | Mixed Solvents
0853 |  |  | VALVE |  |  | 1 | LL | N | TANK FARM TK-1023 NW SIDE |  | Mixed Solvents
0853.01 |  |  | CAP |  | POE | 1 | LL | N | TANK FARM TK-1023 NW SIDE |  | Mixed Solvents
0853.02 |  |  | CONECT |  | FLANGE | 1 | LL | N | TANK FARM TK-1023 NW SIDE |  | Mixed Solvents
0853.03 |  |  | CONECT |  | MANWAY | 24 | LL | N | TANK FARM TK-1023 NW SIDE |  | Mixed Solvents
0854 |  |  | CONECT |  | FLANGE | 1 | LL | N | TANK FARM TK-1023 N SIDE |  | Mixed Solvents
0854.01 |  |  | CONECT |  | NIPPLE | 0.5 | LL | N | TANK FARM TK-1023 N SIDE |  | Mixed Solvents
0854.02 |  |  | CONECT |  | UNION | 0.5 | LL | N | TANK FARM TK-1023 N SIDE |  | Mixed Solvents
0855 |  |  | VALVE |  |  | 6 | LL | N | TANK FARM TK-1023 NE SIDE |  | Mixed Solvents
0855.01 |  |  | CONECT |  | FLGVEND | 6 | LL | N | TANK FARM TK-1023 NE SIDE |  | Mixed Solvents
0855.02 |  |  | CAP |  | POE | 6 | LL | N | TANK FARM TK-1023 NE SIDE |  | Mixed Solvents
0856 |  |  | VALVE |  | CONTROL VALVE | 3 | LL | N | TANK FARM TK-1022 SE SIDE |  | Mixed Solvents
0856.01 |  |  | CONECT |  | FLGVEND | 3 | LL | N | TANK FARM TK-1022 SE SIDE |  | Mixed Solvents
0856.02 |  |  | CONECT |  | FLGVEND | 3 | LL | N | TANK FARM TK-1022 SE SIDE |  | Mixed Solvents
0857 |  |  | VALVE |  | CONTROL VALVE | 3 | LL | N | TANK FARM TK-1022 SE SIDE |  | Mixed Solvents
0857.01 |  |  | CONECT |  | FLGVEND | 3 | LL | N | TANK FARM TK-1022 SE SIDE |  | Mixed Solvents
0857.02 |  |  | CONECT |  | FLGVEND | 3 | LL | N | TANK FARM TK-1022 SE SIDE |  | Mixed Solvents
0858 |  |  | VALVE |  |  | 1 | LL | D | TANK FARM TK-1022 W SIDE O/H |  | Mixed Solvents
0858.01 |  |  | CONECT |  | FLANGE | 1 | LL | D | TANK FARM TK-1022 W SIDE O/H |  | Mixed Solvents
0858.02 |  |  | CONECT |  | FLANGE | 1 | LL | D | TANK FARM TK-1022 W SIDE O/H |  | Mixed Solvents
0859 |  |  | VALVE |  |  | 1 | LL | N | TANK FARM TK-1022 W SIDE |  | Mixed Solvents
0859.01 |  |  | CAP |  | POE | 1 | LL | N | TANK FARM TK-1022 W SIDE |  | Mixed Solvents
0860 |  |  | VALVE |  |  | 1 | LL | N | TANK FARM TK-1022 W SIDE |  | Mixed Solvents
0860.01 |  |  | CAP |  | POE | 1 | LL | N | TANK FARM TK-1022 W SIDE |  | Mixed Solvents
0860.02 |  |  | CONECT |  | FLANGE | 1 | LL | N | TANK FARM TK-1022 W SIDE |  | Mixed Solvents
0861 |  |  | VALVE |  |  | 1 | LL | N | TANK FARM TK-1022 NW SIDE |  | Mixed Solvents
0861.01 |  |  | CAP |  | POE | 1 | LL | N | TANK FARM TK-1022 NW SIDE |  | Mixed Solvents
0861.02 |  |  | CONECT |  | FLANGE | 1 | LL | N | TANK FARM TK-1022 NW SIDE |  | Mixed Solvents
0861.03 |  |  | CONECT |  | MANWAY | 24 | LL | N | TANK FARM TK-1022 NW SIDE |  | Mixed Solvents
0862 |  |  | CONECT |  | FLANGE | 1 | LL | N | TANK FARM TK-1022 NW SIDE |  | Mixed Solvents
0862.01 |  |  | CONECT |  | NIPPLE | 0.5 | LL | N | TANK FARM TK-1022 NW SIDE |  | Mixed Solvents
0862.02 |  |  | CONECT |  | UNION | 0.5 | LL | N | TANK FARM TK-1022 NW SIDE |  | Mixed Solvents
0863 |  |  | VALVE |  |  | 6 | LL | N | TANK FARM TK-1022 NE SIDE |  | Mixed Solvents
0863.01 |  |  | CONECT |  | FLGVEND | 6 | LL | N | TANK FARM TK-1022 NE SIDE |  | Mixed Solvents
0863.02 |  |  | CAP |  | POE | 6 | LL | N | TANK FARM TK-1022 NE SIDE |  | Mixed Solvents
0864 |  |  | VALVE |  | CONTROL VALVE | 3 | LL | N | TANK FARM TK-1021 SE SIDE |  | Mixed Solvents
0864.01 |  |  | CONECT |  | FLGVEND | 3 | LL | N | TANK FARM TK-1021 SE SIDE |  | Mixed Solvents
0864.02 |  |  | CONECT |  | FLGVEND | 3 | LL | N | TANK FARM TK-1021 SE SIDE |  | Mixed Solvents
0865 |  |  | VALVE |  | CONTROL VALVE | 3 | LL | N | TANK FARM TK-1021 SE SIDE |  | Mixed Solvents
0865.01 |  |  | CONECT |  | FLGVEND | 3 | LL | N | TANK FARM TK-1021 SE SIDE |  | Mixed Solvents
0865.02 |  |  | CONECT |  | FLGVEND | 3 | LL | N | TANK FARM TK-1021 SE SIDE |  | Mixed Solvents
0866 |  |  | VALVE |  |  | 1 | LL | N | TANK FARM TK-1021 SW SIDE |  | Mixed Solvents
0866.01 |  |  | CAP |  | POE | 1 | LL | N | TANK FARM TK-1021 SW SIDE |  | Mixed Solvents
0866.02 |  |  | CONECT |  | FLANGE | 1 | LL | N | TANK FARM TK-1021 SW SIDE |  | Mixed Solvents
0866.03 |  |  | CONECT |  | MANWAY | 24 | LL | N | TANK FARM TK-1021 SW SIDE |  | Mixed Solvents
0867 |  |  | VALVE |  |  | 1 | LL | N | TANK FARM TK-1021 W SIDE |  | Mixed Solvents
0867.01 |  |  | CONECT |  | FLANGE | 1 | LL | N | TANK FARM TK-1021 W SIDE |  | Mixed Solvents
0868 |  |  | VALVE |  |  | 1 | LL | N | TANK FARM TK-1021 W SIDE |  | Mixed Solvents
0868.01 |  |  | CAP |  | POE | 1 | LL | N | TANK FARM TK-1021 W SIDE |  | Mixed Solvents
0869 |  |  | VALVE |  |  | 3 | LL | D | TANK FARM TK-1021 W SIDE O/H |  | Mixed Solvents
0869.01 |  |  | CONECT |  | FLGVEND | 3 | LL | D | TANK FARM TK-1021 W SIDE O/H |  | Mixed Solvents
0869.02 |  |  | CAP |  | POE | 3 | LL | D | TANK FARM TK-1021 W SIDE O/H |  | Mixed Solvents
0870 |  |  | VALVE |  |  | 1 | LL | D | TANK FARM TK-1021 W SIDE O/H |  | Mixed Solvents
0870.01 |  |  | CONECT |  | FLANGE | 1 | LL | D | TANK FARM TK-1021 W SIDE O/H |  | Mixed Solvents
0871 |  |  | VALVE |  |  | 1 | LL | N | TANK FARM TK-1021 W SIDE |  | Mixed Solvents
0871.01 |  |  | CAP |  | POE | 1 | LL | N | TANK FARM TK-1021 W SIDE |  | Mixed Solvents
0872 |  |  | CONECT |  | FLANGE | 1 | LL | N | TANK FARM TK-1021 NW SIDE |  | Mixed Solvents
0872.01 |  |  | CONECT |  | NIPPLE | 0.5 | LL | N | TANK FARM TK-1021 NW SIDE |  | Mixed Solvents
0872.02 |  |  | CONECT |  | UNION | 0.5 | LL | N | TANK FARM TK-1021 NW SIDE |  | Mixed Solvents
0873 |  |  | VALVE |  |  | 6 | LL | N | TANK FARM TK-1021 N SIDE |  | Mixed Solvents
0873.01 |  |  | CONECT |  | FLGVEND | 6 | LL | N | TANK FARM TK-1021 N SIDE |  | Mixed Solvents
0873.02 |  |  | CAP |  | POE | 6 | LL | N | TANK FARM TK-1021 N SIDE |  | Mixed Solvents
0874 |  |  | VALVE |  |  | 1 | LL | N | TANK FARM TK-1021 NE SIDE |  | Mixed Solvents
0874.01 |  |  | CAP |  | POE | 1 | LL | N | TANK FARM TK-1021 NE SIDE |  | Mixed Solvents
0874.02 |  |  | CONECT |  | FLANGE | 1 | LL | N | TANK FARM TK-1021 NE SIDE |  | Mixed Solvents
0874.03 |  |  | CONECT |  | MANWAY | 24 | LL | N | TANK FARM TK-1021 NE SIDE |  | Mixed Solvents
0875 |  |  | VALVE |  | CONTROL VALVE | 3 | LL | N | TANK FARM TK-1020 SE SIDE |  | Mixed Solvents
0875.01 |  |  | CONECT |  | FLGVEND | 3 | LL | N | TANK FARM TK-1020 SE SIDE |  | Mixed Solvents
0875.02 |  |  | CONECT |  | FLGVEND | 3 | LL | N | TANK FARM TK-1020 SE SIDE |  | Mixed Solvents
0876 |  |  | VALVE |  | CONTROL VALVE | 3 | LL | N | TANK FARM TK-1020 SE SIDE |  | Mixed Solvents
0876.01 |  |  | CONECT |  | FLGVEND | 3 | LL | N | TANK FARM TK-1020 SE SIDE |  | Mixed Solvents
0876.02 |  |  | CONECT |  | FLGVEND | 3 | LL | N | TANK FARM TK-1020 SE SIDE |  | Mixed Solvents
0877 |  |  | VALVE |  |  | 1 | LL | N | TANK FARM TK-1020 SW SIDE |  | Mixed Solvents
0877.01 |  |  | CAP |  | POE | 1 | LL | N | TANK FARM TK-1020 SW SIDE |  | Mixed Solvents
0877.02 |  |  | CONECT |  | FLANGE | 1 | LL | N | TANK FARM TK-1020 SW SIDE |  | Mixed Solvents
0877.03 |  |  | CONECT |  | MANWAY | 24 | LL | N | TANK FARM TK-1020 SW SIDE |  | Mixed Solvents
0878 |  |  | VALVE |  |  | 1 | LL | N | TANK FARM TK-1020 W SIDE |  | Mixed Solvents
0878.01 |  |  | CONECT |  | FLANGE | 1 | LL | N | TANK FARM TK-1020 W SIDE |  | Mixed Solvents
0879 |  |  | VALVE |  |  | 1 | LL | N | TANK FARM TK-1020 W SIDE |  | Mixed Solvents
0879.01 |  |  | CAP |  | POE | 1 | LL | N | TANK FARM TK-1020 W SIDE |  | Mixed Solvents
0880 |  |  | VALVE |  |  | 3 | LL | N | TANK FARM TK-1020 W SIDE O/H |  | Mixed Solvents
0880.01 |  |  | CONECT |  | FLGVEND | 3 | LL | D | TANK FARM TK-1020 W SIDE O/H |  | Mixed Solvents
0880.02 |  |  | CAP |  | POE | 3 | LL | D | TANK FARM TK-1020 W SIDE O/H |  | Mixed Solvents
0881 |  |  | VALVE |  |  | 1 | LL | D | TANK FARM TK-1020 W SIDE O/H |  | Mixed Solvents
0881.01 |  |  | CONECT |  | FLANGE | 1 | LL | D | TANK FARM TK-1020 W SIDE O/H |  | Mixed Solvents
0882 |  |  | VALVE |  |  | 1 | LL | N | TANK FARM TK-1020 W SIDE |  | Mixed Solvents
0882.01 |  |  | CAP |  | POE | 1 | LL | N | TANK FARM TK-1020 W SIDE |  | Mixed Solvents
0883 |  |  | CONECT |  | FLANGE | 1 | LL | N | TANK FARM TK-1020 NW SIDE |  | Mixed Solvents
0883.01 |  |  | CONECT |  | NIPPLE | 0.5 | LL | N | TANK FARM TK-1020 NW SIDE |  | Mixed Solvents
0883.02 |  |  | CONECT |  | UNION | 0.5 | LL | N | TANK FARM TK-1020 NW SIDE |  | Mixed Solvents
0884 |  |  | VALVE |  |  | 6 | LL | N | TANK FARM TK-1020 N SIDE |  | Mixed Solvents
0884.01 |  |  | CONECT |  | FLGVEND | 6 | LL | N | TANK FARM TK-1020 N SIDE |  | Mixed Solvents
0884.02 |  |  | CAP |  |  | 6 | LL | N | TANK FARM TK-1020 N SIDE |  | Mixed Solvents
0885 |  |  | VALVE |  |  | 1 | LL | N | TANK FARM TK-1020 NE SIDE |  | Mixed Solvents
0885.01 |  |  | CAP |  | POE | 1 | LL | N | TANK FARM TK-1020 NE SIDE |  | Mixed Solvents
0885.02 |  |  | CONECT |  | FLANGE | 1 | LL | N | TANK FARM TK-1020 NE SIDE |  | Mixed Solvents
0885.03 |  |  | CONECT |  | MANWAY | 24 | LL | N | TANK FARM TK-1020 NE SIDE |  | Mixed Solvents
0886 |  |  | VALVE |  | CONTROL VALVE | 3 | LL | N | TANK FARM TK-1019 SE SIDE |  | Mixed Solvents
0886.01 |  |  | CONECT |  | FLGVEND | 3 | LL | N | TANK FARM TK-1019 SE SIDE |  | Mixed Solvents
0886.02 |  |  | CONECT |  | FLGVEND | 3 | LL | N | TANK FARM TK-1019 SE SIDE |  | Mixed Solvents
0887 |  |  | VALVE |  | CONTROL VALVE | 3 | LL | N | TANK FARM TK-1019 SE SIDE |  | Mixed Solvents
0887.01 |  |  | CONECT |  | FLGVEND | 3 | LL | N | TANK FARM TK-1019 SE SIDE |  | Mixed Solvents
0887.02 |  |  | CONECT |  | FLGVEND | 3 | LL | N | TANK FARM TK-1019 SE SIDE |  | Mixed Solvents
0888 |  |  | VALVE |  |  | 1 | LL | N | TANK FARM TK-1019 SW SIDE |  | Mixed Solvents
0888.01 |  |  | CAP |  | POE | 1 | LL | N | TANK FARM TK-1019 SW SIDE |  | Mixed Solvents
0888.02 |  |  | CONECT |  | FLANGE | 1 | LL | N | TANK FARM TK-1019 SW SIDE |  | Mixed Solvents
0888.03 |  |  | CONECT |  | MANWAY | 24 | LL | N | TANK FARM TK-1019 SW SIDE |  | Mixed Solvents
0889 |  |  | VALVE |  |  | 3 | LL | N | TANK FARM TK-1019 W SIDE O/H |  | Mixed Solvents
0889.01 |  |  | CONECT |  | FLGVEND | 3 | LL | N | TANK FARM TK-1019 W SIDE O/H |  | Mixed Solvents
0889.02 |  |  | CAP |  | POE | 3 | LL | N | TANK FARM TK-1019 W SIDE O/H |  | Mixed Solvents
0890 |  |  | VALVE |  |  | 1 | LL | N | TANK FARM TK-1019 W SIDE O/H |  | Mixed Solvents
0890.01 |  |  | CONECT |  | FLANGE | 1 | LL | D | TANK FARM TK-1019 W SIDE O/H |  | Mixed Solvents
0891 |  |  | VALVE |  |  | 1 | LL | N | TANK FARM TK-1019 W SIDE |  | Mixed Solvents
0891.01 |  |  | CAP |  | POE | 1 | LL | N | TANK FARM TK-1019 W SIDE |  | Mixed Solvents
0892 |  |  | CONECT |  | FLANGE | 1 | LL | N | TANK FARM TK-1019 NW SIDE |  | Mixed Solvents
0892.01 |  |  | CONECT |  | BUSHING | 0.5 | LL | N | TANK FARM TK-1019 NW SIDE |  | Mixed Solvents
0892.02 |  |  | CONECT |  | UNION | 0.5 | LL | N | TANK FARM TK-1019 NW SIDE |  | Mixed Solvents
0893 |  |  | VALVE |  |  | 6 | LL | N | TANK FARM TK-1019 N SIDE |  | Mixed Solvents
0893.01 |  |  | CONECT |  | FLGVEND | 6 | LL | N | TANK FARM TK-1019 N SIDE |  | Mixed Solvents
0893.02 |  |  | CAP |  | POE | 6 | LL | N | TANK FARM TK-1019 N SIDE |  | Mixed Solvents
0894 |  |  | VALVE |  |  | 1 | LL | N | TANK FARM TK-1019 NE SIDE |  | Mixed Solvents
0894.01 |  |  | CAP |  | POE | 1 | LL | N | TANK FARM TK-1019 NE SIDE |  | Mixed Solvents
0894.02 |  |  | CONECT |  | FLANGE | 1 | LL | N | TANK FARM TK-1019 NE SIDE |  | Mixed Solvents
0894.03 |  |  | CONECT |  | MANWAY | 24 | LL | N | TANK FARM TK-1019 NE SIDE |  | Mixed Solvents
0895 |  |  | VALVE |  | CONTROL VALVE | 3 | LL | N | TANK FARM TK-1018 SE SIDE |  | Mixed Solvents
0895.01 |  |  | CONECT |  | FLGVEND | 3 | LL | N | TANK FARM TK-1018 SE SIDE |  | Mixed Solvents
0895.02 |  |  | CONECT |  | FLGVEND | 3 | LL | N | TANK FARM TK-1018 SE SIDE |  | Mixed Solvents
0896 |  |  | VALVE |  | CONTROL VALVE | 3 | LL | N | TANK FARM TK-1018 SE SIDE |  | Mixed Solvents
0896.01 |  |  | CONECT |  | FLGVEND | 3 | LL | N | TANK FARM TK-1018 SE SIDE |  | Mixed Solvents
0896.02 |  |  | CONECT |  | FLGVEND | 3 | LL | N | TANK FARM TK-1018 SE SIDE |  | Mixed Solvents
0897 |  |  | VALVE |  |  | 1 | LL | N | TANK FARM TK-1018 SW SIDE |  | Mixed Solvents
0897.01 |  |  | CAP |  | POE | 1 | LL | N | TANK FARM TK-1018 SW SIDE |  | Mixed Solvents
0897.02 |  |  | CONECT |  | FLANGE | 1 | LL | N | TANK FARM TK-1018 SW SIDE |  | Mixed Solvents
0897.03 |  |  | CONECT |  | MANWAY | 24 | LL | N | TANK FARM TK-1018 SW SIDE |  | Mixed Solvents
0898 |  |  | VALVE |  |  | 3 | LL | N | TANK FARM TK-1018 W SIDE O/H |  | Mixed Solvents
0898.01 |  |  | CONECT |  | FLGVEND | 3 | LL | N | TANK FARM TK-1018 W SIDE O/H |  | Mixed Solvents
0898.02 |  |  | CAP |  | POE | 3 | LL | N | TANK FARM TK-1018 W SIDE O/H |  | Mixed Solvents
0899 |  |  | VALVE |  |  | 1 | LL | N | TANK FARM TK-1018 W SIDE O/H |  | Mixed Solvents
0899.01 |  |  | CONECT |  | FLANGE | 1 | LL | D | TANK FARM TK-1018 W SIDE O/H |  | Mixed Solvents
0900 |  |  | VALVE |  |  | 1 | LL | N | TANK FARM TK-1018 W SIDE |  | Mixed Solvents
0900.01 |  |  | CAP |  | POE | 1 | LL | N | TANK FARM TK-1018 W SIDE |  | Mixed Solvents
0901 |  |  | CONECT |  | FLANGE | 1 | LL | N | TANK FARM TK-1018 NW SIDE |  | Mixed Solvents
0901.01 |  |  | CONECT |  | NIPPLE | 0.5 | LL | N | TANK FARM TK-1018 NW SIDE |  | Mixed Solvents
0901.02 |  |  | CONECT |  | UNION | 0.5 | LL | N | TANK FARM TK-1018 NW SIDE |  | Mixed Solvents
0902 |  |  | VALVE |  |  | 6 | LL | N | TANK FARM TK-1018 N SIDE |  | Mixed Solvents
0902.01 |  |  | CONECT |  | FLGVEND | 6 | LL | N | TANK FARM TK-1018 N SIDE |  | Mixed Solvents
0902.02 |  |  | CAP |  | POE | 6 | LL | N | TANK FARM TK-1018 N SIDE |  | Mixed Solvents
0903 |  |  | VALVE |  |  | 1 | LL | N | TANK FARM TK-1018 NE SIDE |  | Mixed Solvents
0903.01 |  |  | CAP |  | POE | 1 | LL | N | TANK FARM TK-1018 NE SIDE |  | Mixed Solvents
0903.02 |  |  | CONECT |  | FLANGE | 1 | LL | N | TANK FARM TK-1018 NE SIDE |  | Mixed Solvents
0903.03 |  |  | CONECT |  | MANWAY | 24 | LL | N | TANK FARM TK-1018 NE SIDE |  | Mixed Solvents
0904 |  |  | PUMP |  |  | 0 | LL | N | TANK FARM S MANIFOLD P-1040 |  | Mixed Solvents
0904.01 |  |  | CONECT |  | FLG IN | 3 | LL | N | TANK FARM S MANIFOLD P-1040 |  | Mixed Solvents
0904.02 |  |  | CONECT |  | FLG OUT | 3 | LL | N | TANK FARM S MANIFOLD P-1040 |  | Mixed Solvents
0904.03 |  |  | CONECT |  | FLANGE | 3 | LL | N | TANK FARM S MANIFOLD P-1040 INLET |  | Mixed Solvents
0905 |  |  | VALVE |  |  | 0.5 | LL | N | TANK FARM S MANIFOLD P-1040 INLET |  | Mixed Solvents
0905.01 |  |  | CONECT |  | SCRVEND | 0.5 | LL | N | TANK FARM S MANIFOLD P-1040 INLET |  | Mixed Solvents
0905.02 |  |  | CAP |  | POE | 0.5 | LL | N | TANK FARM S MANIFOLD P-1040 INLET |  | Mixed Solvents
0905.03 |  |  | CONECT |  | NIPPLE | 0.5 | LL | N | TANK FARM S MANIFOLD P-1040 INLET |  | Mixed Solvents
0906 |  |  | VALVE |  |  | 3 | LL | N | TANK FARM S MANIFOLD P-1040 INLET |  | Mixed Solvents
0906.01 |  |  | CONECT |  | FLGVEND | 3 | LL | N | TANK FARM S MANIFOLD P-1040 INLET |  | Mixed Solvents
0906.02 |  |  | CONECT |  | FLGVEND | 3 | LL | N | TANK FARM S MANIFOLD P-1040 INLET |  | Mixed Solvents
0907 |  |  | VALVE |  |  | 0.5 | LL | N | TANK FARM S MANIFOLD NE OF P-1040 |  | Mixed Solvents
0907.01 |  |  | CONECT |  | SCRVEND | 0.5 | LL | N | TANK FARM S MANIFOLD NE OF P-1040 |  | Mixed Solvents
0907.02 |  |  | CAP |  | POE | 0.5 | LL | N | TANK FARM S MANIFOLD NE OF P-1040 |  | Mixed Solvents
0907.03 |  |  | CONECT |  | NIPPLE | 0.5 | LL | N | TANK FARM S MANIFOLD NE OF P-1040 |  | Mixed Solvents
0908 |  |  | VALVE |  |  | 3 | LL | N | TANK FARM S MANIFOLD NE OF P-1040 |  | Mixed Solvents
0908.01 |  |  | CONECT |  | FLGVEND | 3 | LL | N | TANK FARM S MANIFOLD NE OF P-1040 |  | Mixed Solvents
0908.02 |  |  | CONECT |  | FLGVEND | 3 | LL | N | TANK FARM S MANIFOLD NE OF P-1040 |  | Mixed Solvents
0909 |  |  | CONECT |  | STRAINER | 3 | LL | N | TANK FARM S MANIFOLD P-1040 STRAINER |  | Mixed Solvents
0909.01 |  |  | CONECT |  | FLG END | 3 | LL | N | TANK FARM S MANIFOLD P-1040 STRAINER |  | Mixed Solvents
0909.02 |  |  | CONECT |  | FLG END | 3 | LL | N | TANK FARM S MANIFOLD P-1040 STRAINER |  | Mixed Solvents
0910 |  |  | VALVE |  |  | 0.5 | LL | N | TANK FARM S MANIFOLD P-1040 STRAINER BOTTOM |  | Mixed Solvents
0910.01 |  |  | CONECT |  | SCRVEND | 0.5 | LL | N | TANK FARM S MANIFOLD P-1040 STRAINER BOTTOM |  | Mixed Solvents
0910.02 |  |  | CONECT |  | VC-OUT | 0.5 | LL | N | TANK FARM S MANIFOLD P-1040 STRAINER BOTTOM |  | Mixed Solvents
0910.03 |  |  | CONECT |  | NIPPLE | 0.5 | LL | N | TANK FARM S MANIFOLD P-1040 STRAINER BOTTOM |  | Mixed Solvents
0910A.01 |  |  | CONECT |  | VC-IN | 0.5 | LL | N | TANK FARM S MANIFOLD P-1040 STRAINER BOTTOM |  | Mixed Solvents
0910A.02 |  |  | CONECT |  | VC-OUT | 0.5 | LL | N | TANK FARM S MANIFOLD P-1040 STRAINER BOTTOM |  | Mixed Solvents
0910A.03 |  |  | CONECT |  | 90 DEG OUT | 0.5 | LL | N | TANK FARM S MANIFOLD P-1040 STRAINER BOTTOM |  | Mixed Solvents
0910A.04 |  |  | CONECT |  | SCRCON | 0.5 | LL | N | TANK FARM S MANIFOLD P-1040 STRAINER BOTTOM |  | Mixed Solvents
0910A.05 |  |  | CONECT |  | SCRCON | 0.5 | LL | N | TANK FARM S MANIFOLD P-1040 STRAINER BOTTOM |  | Mixed Solvents
0910A.06 |  |  | CONECT |  | SCRCON | 0.5 | LL | N | TANK FARM S MANIFOLD P-1040 STRAINER BOTTOM |  | Mixed Solvents
0911 |  |  | VALVE |  |  | 3 | LL | N | TANK FARM S MANIFOLD E OF P-1040 |  | Mixed Solvents
0911.01 |  |  | CONECT |  | FLGVEND | 3 | LL | N | TANK FARM S MANIFOLD E OF P-1040 |  | Mixed Solvents
0911.02 |  |  | CONECT |  | FLGVEND | 3 | LL | N | TANK FARM S MANIFOLD E OF P-1040 |  | Mixed Solvents
0911.03 |  |  | CONECT |  | FLGVEND | 3 | LL | N | TANK FARM S MANIFOLD E OF P-1040 |  | Mixed Solvents
0911.04 |  |  | CONECT |  | FLGVEND | 3 | LL | N | TANK FARM S MANIFOLD E OF P-1040 |  | Mixed Solvents
0912 |  |  | VALVE |  |  | 3 | LL | N | TANK FARM S MANIFOLD P-1040 LOAD LINE |  | Mixed Solvents
0912.01 |  |  | CONECT |  | FLGVEND | 3 | LL | N | TANK FARM S MANIFOLD P-1040 LOAD LINE |  | Mixed Solvents
0912.02 |  |  | CAP |  | POE | 3 | LL | N | TANK FARM S MANIFOLD P-1040 LOAD LINE |  | Mixed Solvents
0913 |  |  | VALVE |  |  | 0.5 | LL | N | TANK FARM S MANIFOLD P-1040 LOAD LINE |  | Mixed Solvents
0913.01 |  |  | CONECT |  | SCRVEND | 0.5 | LL | N | TANK FARM S MANIFOLD P-1040 LOAD LINE |  | Mixed Solvents
0913.02 |  |  | CAP |  | POE | 0.5 | LL | N | TANK FARM S MANIFOLD P-1040 LOAD LINE |  | Mixed Solvents
0913.03 |  |  | CONECT |  | NIPPLE | 0.5 | LL | N | TANK FARM S MANIFOLD P-1040 LOAD LINE |  | Mixed Solvents
0913A |  |  | VALVE |  | BALL | 0.5 | LL | N | TANK FARM S MANIFOLD P-1040 LOAD LINE |  | Mixed Solvents
0914 |  |  | VALVE |  |  | 3 | LL | N | TANK FARM S MANIFOLD P-1040 OFFLOAD LINE |  | Mixed Solvents
0914.01 |  |  | CONECT |  | FLGVEND | 3 | LL | N | TANK FARM S MANIFOLD P-1040 OFFLOAD LINE |  | Mixed Solvents
0914.02 |  |  | CAP |  | POE | 3 | LL | N | TANK FARM S MANIFOLD P-1040 OFFLOAD LINE |  | Mixed Solvents
0915 |  |  | PUMP |  | DMS PUMP | 0 | LL | N | TANK FARM S MANIFOLD P-1042 |  | Mixed Solvents
0915.01 |  |  | CONECT |  | FLG IN | 3 | LL | N | TANK FARM S MANIFOLD P-1042 |  | Mixed Solvents
0915.02 |  |  | CONECT |  | FLG OUT | 3 | LL | N | TANK FARM S MANIFOLD P-1042 |  | Mixed Solvents
0916 |  |  | VALVE |  |  | 1 | LL | N | TANK FARM S MANIFOLD P-1042 VENT |  | Mixed Solvents
0916.01 |  |  | CONECT |  | SCRVEND | 1 | LL | N | TANK FARM S MANIFOLD P-1042 VENT |  | Mixed Solvents
0916.02 |  |  | CAP |  | POE | 1 | LL | N | TANK FARM S MANIFOLD P-1042 VENT |  | Mixed Solvents
0916.03 |  |  | CONECT |  | 90 DEG IN | 1 | LL | N | TANK FARM S MANIFOLD P-1042 VENT |  | Mixed Solvents
0916.04 |  |  | CONECT |  | 90 DEG OUT | 1 | LL | N | TANK FARM S MANIFOLD P-1042 VENT |  | Mixed Solvents
0916.05 |  |  | CONECT |  | REDUCER | 1.5 | LL | N | TANK FARM S MANIFOLD P-1042 VENT |  | Mixed Solvents
0917 |  |  | VALVE |  |  | 1.5 | LL | N | TANK FARM S MANIFOLD P-1042 DRAIN |  | Mixed Solvents
0917.01 |  |  | CONECT |  | SCRVEND | 1.5 | LL | N | TANK FARM S MANIFOLD P-1042 DRAIN |  | Mixed Solvents
0917.02 |  |  | CAP |  | POE | 1.5 | LL | N | TANK FARM S MANIFOLD P-1042 DRAIN |  | Mixed Solvents
0917.03 |  |  | CONECT |  | NIPPLE | 1.5 | LL | N | TANK FARM S MANIFOLD P-1042 DRAIN |  | Mixed Solvents
0918 |  |  | VALVE |  |  | 0.5 | LL | N | TANK FARM S MANIFOLD P-1042 INLET |  | Mixed Solvents
0918.01 |  |  | CONECT |  | SCRVEND | 0.5 | LL | N | TANK FARM S MANIFOLD P-1042 INLET |  | Mixed Solvents
0918.02 |  |  | CONECT |  | VC-OUT | 0.5 | LL | N | TANK FARM S MANIFOLD P-1042 INLET |  | Mixed Solvents
0918.03 |  |  | CONECT |  | NIPPLE | 0.5 | LL | N | TANK FARM S MANIFOLD P-1042 INLET |  | Mixed Solvents
0918A |  |  | VALVE |  | BALL | 0.5 | LL | N | TANK FARM S MANIFOLD P-1042 INLET |  | Mixed Solvents
0918A.01 |  |  | CONECT |  | VC-IN | 0.5 | LL | N | TANK FARM S MANIFOLD P-1042 INLET |  | Mixed Solvents
0918A.02 |  |  | CAP |  | POE | 0.5 | LL | N | TANK FARM S MANIFOLD P-1042 INLET |  | Mixed Solvents
0919 |  |  | VALVE |  |  | 0.5 | LL | N | TANK FARM S MANIFOLD P-1042 INLET |  | Mixed Solvents
0919.01 |  |  | CONECT |  | SCRVEND | 0.5 | LL | N | TANK FARM S MANIFOLD P-1042 INLET |  | Mixed Solvents
0919.02 |  |  | CAP |  | POE | 0.5 | LL | N | TANK FARM S MANIFOLD P-1042 INLET |  | Mixed Solvents
0919.03 |  |  | CONECT |  | NIPPLE | 0.5 | LL | N | TANK FARM S MANIFOLD P-1042 INLET |  | Mixed Solvents
0920 |  |  | VALVE |  |  | 3 | LL | N | TANK FARM S MANIFOLD P-1042 INLET |  | Mixed Solvents
0920.01 |  |  | CONECT |  | FLGVEND | 3 | LL | N | TANK FARM S MANIFOLD P-1042 INLET |  | Mixed Solvents
0920.02 |  |  | CONECT |  | FLGVEND | 3 | LL | N | TANK FARM S MANIFOLD P-1042 INLET |  | Mixed Solvents
0921 |  |  | VALVE |  |  | 0.5 | LL | N | TANK FARM S MANIFOLD P-1042 OUTLET |  | Mixed Solvents
0921.01 |  |  | CONECT |  | SCRVEND | 0.5 | LL | N | TANK FARM S MANIFOLD P-1042 OUTLET |  | Mixed Solvents
0921.02 |  |  | CAP |  | POE | 0.5 | LL | N | TANK FARM S MANIFOLD P-1042 OUTLET |  | Mixed Solvents
0921.03 |  |  | CONECT |  | NIPPLE | 0.5 | LL | N | TANK FARM S MANIFOLD P-1042 OUTLET |  | Mixed Solvents
0922 |  |  | VALVE |  |  | 3 | LL | N | TANK FARM S MANIFOLD P-1042 OUTLET |  | Mixed Solvents
0922.01 |  |  | CONECT |  | FLGVEND | 3 | LL | N | TANK FARM S MANIFOLD P-1042 OUTLET |  | Mixed Solvents
0922.02 |  |  | CONECT |  | FLGVEND | 3 | LL | N | TANK FARM S MANIFOLD P-1042 OUTLET |  | Mixed Solvents
0923 |  |  | CONECT |  | STRAINER | 3 | LL | N | TANK FARM S MANIFOLD P-1042 STRAINER |  | Mixed Solvents
0923.01 |  |  | CONECT |  | FLG END | 3 | LL | N | TANK FARM S MANIFOLD P-1042 STRAINER |  | Mixed Solvents
0923.02 |  |  | CONECT |  | FLG END | 3 | LL | N | TANK FARM S MANIFOLD P-1042 STRAINER |  | Mixed Solvents
0924 |  |  | VALVE |  |  | 0.5 | LL | N | TANK FARM S MANIFOLD P-1042 STRAINER DRAIN |  | Mixed Solvents
0924.01 |  |  | CONECT |  | SCRVEND | 0.5 | LL | N | TANK FARM S MANIFOLD P-1042 STRAINER DRAIN |  | Mixed Solvents
0924.02 |  |  | CAP |  | POE | 0.5 | LL | N | TANK FARM S MANIFOLD P-1042 STRAINER DRAIN |  | Mixed Solvents
0924.03 |  |  | CONECT |  | NIPPLE | 0.5 | LL | N | TANK FARM S MANIFOLD P-1042 STRAINER DRAIN |  | Mixed Solvents
0925 |  |  | VALVE |  |  | 3 | LL | N | TANK FARM S MANIFOLD P-1042 STRAINER |  | Mixed Solvents
0925.01 |  |  | CONECT |  | FLGVEND | 3 | LL | N | TANK FARM S MANIFOLD P-1042 STRAINER |  | Mixed Solvents
0926 |  |  | VALVE |  |  | 3 | LL | N | TANK FARM S MANIFOLD W OF P-1042 |  | Mixed Solvents
0926.01 |  |  | CONECT |  | FLGVEND | 3 | LL | N | TANK FARM S MANIFOLD W OF P-1042 |  | Mixed Solvents
0926.02 |  |  | CONECT |  | FLGVEND | 3 | LL | N | TANK FARM S MANIFOLD W OF P-1042 |  | Mixed Solvents
0926.03 |  |  | CONECT |  | FLGVEND | 3 | LL | N | TANK FARM S MANIFOLD W OF P-1042 |  | Mixed Solvents
0926.04 |  |  | CONECT |  | FLGVEND | 3 | LL | N | TANK FARM S MANIFOLD W OF P-1042 |  | Mixed Solvents
0927 |  |  | VALVE |  |  | 3 | LL | N | TANK FARM S MANIFOLD W OF P-1042 |  | Mixed Solvents
0927.01 |  |  | CONECT |  | FLGVEND | 3 | LL | N | TANK FARM S MANIFOLD W OF P-1042 |  | Mixed Solvents
0927.02 |  |  | CONECT |  | FLGVEND | 3 | LL | N | TANK FARM S MANIFOLD W OF P-1042 |  | Mixed Solvents
0928 |  |  | VALVE |  |  | 0.5 | LL | N | TANK FARM S MANIFOLD W OF P-1042 |  | Mixed Solvents
0928.01 |  |  | CONECT |  | SCRVEND | 0.5 | LL | N | TANK FARM S MANIFOLD W OF P-1042 |  | Mixed Solvents
0928.02 |  |  | CONECT |  | VC-OUT | 0.5 | LL | N | TANK FARM S MANIFOLD W OF P-1042 |  | Mixed Solvents
0928.03 |  |  | CONECT |  | NIPPLE | 0.5 | LL | N | TANK FARM S MANIFOLD W OF P-1042 |  | Mixed Solvents
0928A |  |  | VALVE |  | BALL | 0.5 | LL | N | TANK FARM S MANIFOLD W OF P-1042 |  | Mixed Solvents
0928A.01 |  |  | CONECT |  | VC-IN | 0.5 | LL | N | TANK FARM S MANIFOLD W OF P-1042 |  | Mixed Solvents
0928A.02 |  |  | CAP |  | POE | 0.5 | LL | N | TANK FARM S MANIFOLD W OF P-1042 |  | Mixed Solvents
0929 |  |  | VALVE |  |  | 3 | LL | N | TANK FARM S MANIFOLD W OF P-1042 |  | Mixed Solvents
0929.01 |  |  | CONECT |  | FLGVEND | 3 | LL | N | TANK FARM S MANIFOLD W OF P-1042 |  | Mixed Solvents
0929.02 |  |  | CONECT |  | FLGVEND | 3 | LL | N | TANK FARM S MANIFOLD W OF P-1042 |  | Mixed Solvents
0930 |  |  | VALVE |  | BALL | 0.5 | LL | N | TANK FARM S MANIFOLD W OF P-1042 |  | Mixed Solvents
0930.01 |  |  | CONECT |  | SCRVEND | 0.5 | LL | N | TANK FARM S MANIFOLD W OF P-1042 |  | Mixed Solvents
0930.02 |  |  | CONECT |  | VC-OUT | 0.5 | LL | N | TANK FARM S MANIFOLD W OF P-1042 |  | Mixed Solvents
0930A |  |  | VALVE |  | BALL | 0.5 | LL | N | TANK FARM S MANIFOLD W OF P-1042 |  | Mixed Solvents
0930A.01 |  |  | CONECT |  | VC-IN | 0.5 | LL | N | TANK FARM S MANIFOLD W OF P-1042 |  | Mixed Solvents
0930A.02 |  |  | CAP |  | POE | 0.5 | LL | N | TANK FARM S MANIFOLD W OF P-1042 |  | Mixed Solvents
0931 |  |  | VALVE |  |  | 3 | LL | N | TANK FARM S MANIFOLD P-1042 LINE |  | Mixed Solvents
0931.01 |  |  | CONECT |  | FLGVEND | 3 | LL | N | TANK FARM S MANIFOLD P-1042 LINE |  | Mixed Solvents
0931.02 |  |  | CAP |  | POE | 3 | LL | N | TANK FARM S MANIFOLD P-1042 LINE |  | Mixed Solvents
0932 |  |  | VALVE |  |  | 3 | LL | N | TANK FARM S MANIFOLD P-1040 LINE |  | Mixed Solvents
0932.01 |  |  | CONECT |  | FLGVEND | 3 | LL | N | TANK FARM S MANIFOLD P-1040 LINE |  | Mixed Solvents
0932.02 |  |  | CAP |  | POE | 3 | LL | N | TANK FARM S MANIFOLD P-1040 LINE |  | Mixed Solvents
0933 |  |  | VALVE |  |  | 3 | LL | N | TANK FARM S MANIFOLD N-S-T#1 LINE |  | Mixed Solvents
0933.01 |  |  | CONECT |  | FLGVEND | 3 | LL | N | TANK FARM S MANIFOLD N-S-T#1 LINE |  | Mixed Solvents
0933.02 |  |  | CAP |  | POE | 3 | LL | N | TANK FARM S MANIFOLD N-S-T#1 LINE |  | Mixed Solvents
0934 |  |  | VALVE |  |  | 3 | LL | N | TANK FARM S TRAILER TRANSFER LINE |  | Mixed Solvents
0934.01 |  |  | CONECT |  | FLGVEND | 3 | LL | N | TANK FARM S TRAILER TRANSFER LINE |  | Mixed Solvents
0934.02 |  |  | CAP |  | POE | 3 | LL | N | TANK FARM S TRAILER TRANSFER LINE |  | Mixed Solvents
0935 |  |  | VALVE |  |  | 3 | LL | N | TANK FARM S TRAILER TRANSFER LINE |  | Mixed Solvents
0935.01 |  |  | CONECT |  | FLGVEND | 3 | LL | N | TANK FARM S TRAILER TRANSFER LINE |  | Mixed Solvents
0935.02 |  |  | CAP |  | POE | 3 | LL | N | TANK FARM S TRAILER TRANSFER LINE |  | Mixed Solvents
0936 |  |  | VALVE |  |  | 3 | LL | N | TANK FARM S MANIFOLD N-S-T#2 LINE |  | Mixed Solvents
0936.01 |  |  | CONECT |  | FLGVEND | 3 | LL | N | TANK FARM S MANIFOLD N-S-T#2 LINE |  | Mixed Solvents
0936.02 |  |  | CAP |  | POE | 3 | LL | N | TANK FARM S MANIFOLD N-S-T#2 LINE |  | Mixed Solvents
0937 |  |  | VALVE |  |  | 3 | LL | N | TANK FARM S MANIFOLD TK-1003 LINE |  | Mixed Solvents
0937.01 |  |  | CONECT |  | FLGVEND | 3 | LL | N | TANK FARM S MANIFOLD TK-1003 LINE |  | Mixed Solvents
0937.02 |  |  | CAP |  | POE | 3 | LL | N | TANK FARM S MANIFOLD TK-1003 LINE |  | Mixed Solvents
0938 |  |  | VALVE |  |  | 3 | LL | N | TANK FARM S MANIFOLD TK-1001 LINE |  | Mixed Solvents
0938.01 |  |  | CONECT |  | FLGVEND | 3 | LL | N | TANK FARM S MANIFOLD TK-1001 LINE |  | Mixed Solvents
0938.02 |  |  | CAP |  | POE | 3 | LL | N | TANK FARM S MANIFOLD TK-1001 LINE |  | Mixed Solvents
0939 |  |  | VALVE |  |  | 3 | LL | N | TANK FARM S MANIFOLD N-S-T#3 LINE |  | Mixed Solvents
0939.01 |  |  | CONECT |  | FLGVEND | 3 | LL | N | TANK FARM S MANIFOLD N-S-T#3 LINE |  | Mixed Solvents
0939.02 |  |  | CAP |  | POE | 3 | LL | N | TANK FARM S MANIFOLD N-S-T#3 LINE |  | Mixed Solvents
0940 |  |  | VALVE |  |  | 3 | LL | N | TANK FARM S MANIFOLD TK-1005 LINE |  | Mixed Solvents
0940.01 |  |  | CONECT |  | FLGVEND | 3 | LL | N | TANK FARM S MANIFOLD TK-1005 LINE |  | Mixed Solvents
0940.02 |  |  | CAP |  | POE | 3 | LL | N | TANK FARM S MANIFOLD TK-1005 LINE |  | Mixed Solvents
0941 |  |  | VALVE |  |  | 3 | LL | N | TANK FARM S MANIFOLD TK-1004 LINE |  | Mixed Solvents
0941.01 |  |  | CONECT |  | FLGVEND | 3 | LL | N | TANK FARM S MANIFOLD TK-1004 LINE |  | Mixed Solvents
0941.02 |  |  | CAP |  | POE | 3 | LL | N | TANK FARM S MANIFOLD TK-1004 LINE |  | Mixed Solvents
0942 |  |  | CLVS-H |  | CLVS-V | 3 | GV | N | TANK FARM S MANIFOLD ECU LINE |  | Mixed Solvents
0942.01 |  |  | CLVS-H |  | CVS-FLGVE | 3 | GV | N | TANK FARM S MANIFOLD ECU LINE |  | Mixed Solvents
0942.02 |  |  | CLVS-H |  | CLVS-OEV | 3 | GV | N | TANK FARM S MANIFOLD ECU LINE |  | Mixed Solvents
0943 |  |  | VALVE |  |  | 3 | LL | N | TANK FARM S MANIFOLD TK-1006 LINE |  | Mixed Solvents
0943.01 |  |  | CONECT |  | FLGVEND | 3 | LL | N | TANK FARM S MANIFOLD TK-1006 LINE |  | Mixed Solvents
0943.02 |  |  | CAP |  | POE | 3 | LL | N | TANK FARM S MANIFOLD TK-1006 LINE |  | Mixed Solvents
0944 |  |  | VALVE |  |  | 3 | LL | N | TANK FARM S MANIFOLD S-P-T#1 LINE |  | Mixed Solvents
0944.01 |  |  | CONECT |  | FLGVEND | 3 | LL | N | TANK FARM S MANIFOLD S-P-T#1 LINE |  | Mixed Solvents
0944.02 |  |  | CAP |  | POE | 3 | LL | N | TANK FARM S MANIFOLD S-P-T#1 LINE |  | Mixed Solvents
0945 |  |  | VALVE |  |  | 3 | LL | N | TANK FARM S MANIFOLD TK-1011 LINE |  | Mixed Solvents
0945.01 |  |  | CONECT |  | FLGVEND | 3 | LL | N | TANK FARM S MANIFOLD TK-1011 LINE |  | Mixed Solvents
0945.02 |  |  | CAP |  | POE | 3 | LL | N | TANK FARM S MANIFOLD TK-1011 LINE |  | Mixed Solvents
0946 |  |  | VALVE |  |  | 3 | LL | N | TANK FARM S MANIFOLD TK-1010 LINE |  | Mixed Solvents
0946.01 |  |  | CONECT |  | FLGVEND | 3 | LL | N | TANK FARM S MANIFOLD TK-1010 LINE |  | Mixed Solvents
0946.02 |  |  | CAP |  | POE | 3 | LL | N | TANK FARM S MANIFOLD TK-1010 LINE |  | Mixed Solvents
0947 |  |  | VALVE |  |  | 3 | LL | N | TANK FARM S MANIFOLD S-P-T#2 LINE |  | Mixed Solvents
0947.01 |  |  | CONECT |  | FLGVEND | 3 | LL | N | TANK FARM S MANIFOLD S-P-T#2 LINE |  | Mixed Solvents
0947.02 |  |  | CAP |  | POE | 3 | LL | N | TANK FARM S MANIFOLD S-P-T#2 LINE |  | Mixed Solvents
0948 |  |  | VALVE |  |  | 3 | LL | N | TANK FARM S MANIFOLD TK-1009 LINE |  | Mixed Solvents
0948.01 |  |  | CONECT |  | FLGVEND | 3 | LL | N | TANK FARM S MANIFOLD TK-1009 LINE |  | Mixed Solvents
0948.02 |  |  | CAP |  | POE | 3 | LL | N | TANK FARM S MANIFOLD TK-1009 LINE |  | Mixed Solvents
0949 |  |  | VALVE |  |  | 3 | LL | N | TANK FARM S MANIFOLD TK-1008 LINE |  | Mixed Solvents
0949.01 |  |  | CONECT |  | FLGVEND | 3 | LL | N | TANK FARM S MANIFOLD TK-1008 LINE |  | Mixed Solvents
0949.02 |  |  | CAP |  | POE | 3 | LL | N | TANK FARM S MANIFOLD TK-1008 LINE |  | Mixed Solvents
0950 |  |  | VALVE |  |  | 3 | LL | N | TANK FARM S MANIFOLD S-P-T#3 LINE |  | Mixed Solvents
0950.01 |  |  | CONECT |  | FLGVEND | 3 | LL | N | TANK FARM S MANIFOLD S-P-T#3 LINE |  | Mixed Solvents
0950.02 |  |  | CAP |  | POE | 3 | LL | N | TANK FARM S MANIFOLD S-P-T#3 LINE |  | Mixed Solvents
0951 |  |  | VALVE |  |  | 3 | LL | N | TANK FARM S MANIFOLD TK-1007 LINE |  | Mixed Solvents
0951.01 |  |  | CONECT |  | FLGVEND | 3 | LL | N | TANK FARM S MANIFOLD TK-1007 LINE |  | Mixed Solvents
0951.02 |  |  | CAP |  | POE | 3 | LL | N | TANK FARM S MANIFOLD TK-1007 LINE |  | Mixed Solvents
0952 |  |  | VALVE |  |  | 3 | LL | N | TANK FARM S MANIFOLD TK-1002 LINE |  | Mixed Solvents
0952.01 |  |  | CONECT |  | FLGVEND | 3 | LL | N | TANK FARM S MANIFOLD TK-1002 LINE |  | Mixed Solvents
0952.02 |  |  | CAP |  | POE | 3 | LL | N | TANK FARM S MANIFOLD TK-1002 LINE |  | Mixed Solvents
0953 |  |  | VALVE |  |  | 3 | LL | N | TANK FARM S MANIFOLD S-P-T#4 LINE |  | Mixed Solvents
0953.01 |  |  | CONECT |  | FLGVEND | 3 | LL | N | TANK FARM S MANIFOLD S-P-T#4 LINE |  | Mixed Solvents
0953.02 |  |  | CAP |  | POE | 3 | LL | N | TANK FARM S MANIFOLD S-P-T#4 LINE |  | Mixed Solvents
0954 |  |  | VALVE |  |  | 3 | LL | N | TANK FARM S MANIFOLD TK1017 LINE |  | Mixed Solvents
0954.01 |  |  | CONECT |  | FLGVEND | 3 | LL | N | TANK FARM S MANIFOLD TK-1017 LINE |  | Mixed Solvents
0954.02 |  |  | CAP |  | POE | 3 | LL | N | TANK FARM S MANIFOLD TK-1017 LINE |  | Mixed Solvents
0955 |  |  | VALVE |  |  | 3 | LL | N | TANK FARM S MANIFOLD TK-1017 LINE |  | Mixed Solvents
0955.01 |  |  | CONECT |  | FLGVEND | 3 | LL | N | TANK FARM S MANIFOLD TK-1017 LINE |  | Mixed Solvents
0955.02 |  |  | CAP |  | POE | 3 | LL | N | TANK FARM S MANIFOLD TK-1017 LINE |  | Mixed Solvents
0956 |  |  | VALVE |  |  | 3 | LL | N | TANK FARM S MANIFOLD TK-1015 LINE |  | Mixed Solvents
0956.01 |  |  | CONECT |  | FLGVEND | 3 | LL | N | TANK FARM S MANIFOLD TK-1015 LINE |  | Mixed Solvents
0956.02 |  |  | CAP |  | POE | 3 | LL | N | TANK FARM S MANIFOLD TK-1015 LINE |  | Mixed Solvents
0957 |  |  | VALVE |  |  | 3 | LL | N | TANK FARM S MANIFOLD TK-1016 LINE |  | Mixed Solvents
0957.01 |  |  | CONECT |  | FLGVEND | 3 | LL | N | TANK FARM S MANIFOLD TK-1016 LINE |  | Mixed Solvents
0957.02 |  |  | CAP |  | POE | 3 | LL | N | TANK FARM S MANIFOLD TK-1016 LINE |  | Mixed Solvents
0958 |  |  | VALVE |  |  | 3 | LL | N | TANK FARM S MANIFOLD P-1046 INLET |  | Mixed Solvents
0958.01 |  |  | CONECT |  | FLGVEND | 3 | LL | N | TANK FARM S MANIFOLD P-1046 INLET |  | Mixed Solvents
0958.02 |  |  | CAP |  | POE | 3 | LL | N | TANK FARM S MANIFOLD P-1046 INLET |  | Mixed Solvents
0959 |  |  | VALVE |  |  | 3 | LL | N | TANK FARM S MANIFOLD TK-1013 LINE |  | Mixed Solvents
0959.01 |  |  | CONECT |  | FLGVEND | 3 | LL | N | TANK FARM S MANIFOLD TK-1013 LINE |  | Mixed Solvents
0959.02 |  |  | CAP |  | POE | 3 | LL | N | TANK FARM S MANIFOLD TK-1013 LINE |  | Mixed Solvents
0960 |  |  | VALVE |  |  | 3 | LL | N | TANK FARM S MANIFOLD TK-1014 LINE |  | Mixed Solvents
0960.01 |  |  | CONECT |  | FLGVEND | 3 | LL | N | TANK FARM S MANIFOLD TK-1014 LINE |  | Mixed Solvents
0960.02 |  |  | CAP |  | POE | 3 | LL | N | TANK FARM S MANIFOLD TK-1014 LINE |  | Mixed Solvents
0961 |  |  | VALVE |  |  | 3 | LL | N | TANK FARM S MANIFOLD P-1046 OUTLET |  | Mixed Solvents
0961.01 |  |  | CONECT |  | FLGVEND | 3 | LL | N | TANK FARM S MANIFOLD P-1046 OUTLET |  | Mixed Solvents
0961.02 |  |  | CAP |  | POE | 3 | LL | N | TANK FARM S MANIFOLD P-1046 OUTLET |  | Mixed Solvents
0962 |  |  | VALVE |  |  | 3 | LL | N | TANK FARM S MANIFOLD TK-1012 LINE |  | Mixed Solvents
0962.01 |  |  | CONECT |  | FLGVEND | 3 | LL | N | TANK FARM S MANIFOLD TK-1012 LINE |  | Mixed Solvents
0962.02 |  |  | CAP |  | POE | 3 | LL | N | TANK FARM S MANIFOLD TK-1012 LINE |  | Mixed Solvents
0963 |  |  | VALVE |  |  | 3 | LL | N | TANK FARM S MANIFOLD TK-1023 LINE |  | Mixed Solvents
0963.01 |  |  | CONECT |  | FLGVEND | 3 | LL | N | TANK FARM S MANIFOLD TK-1023 LINE |  | Mixed Solvents
0963.02 |  |  | CAP |  | POE | 3 | LL | N | TANK FARM S MANIFOLD TK-1023 LINE |  | Mixed Solvents
0964 |  |  | VALVE |  |  | 3 | LL | N | TANK FARM S MANIFOLD P-1045 OUTLET |  | Mixed Solvents
0964.01 |  |  | CONECT |  | FLGVEND | 3 | LL | N | TANK FARM S MANIFOLD P-1045 OUTLET |  | Mixed Solvents
0964.02 |  |  | CAP |  | POE | 3 | LL | N | TANK FARM S MANIFOLD P-1045 OUTLET |  | Mixed Solvents
0965 |  |  | VALVE |  |  | 3 | LL | N | TANK FARM S MANIFOLD TK-1023 LINE |  | Mixed Solvents
0965.01 |  |  | CONECT |  | FLGVEND | 3 | LL | N | TANK FARM S MANIFOLD TK-1023 LINE |  | Mixed Solvents
0965.02 |  |  | CAP |  | POE | 3 | LL | N | TANK FARM S MANIFOLD TK-1023 LINE |  | Mixed Solvents
0966 |  |  | VALVE |  |  | 3 | LL | N | TANK FARM S MANIFOLD TK-1022 LINE |  | Mixed Solvents
0966.01 |  |  | CONECT |  | FLGVEND | 3 | LL | N | TANK FARM S MANIFOLD TK-1022 LINE |  | Mixed Solvents
0966.02 |  |  | CAP |  | POE | 3 | LL | N | TANK FARM S MANIFOLD TK-1022 LINE |  | Mixed Solvents
0967 |  |  | VALVE |  |  | 3 | LL | N | TANK FARM S MANIFOLD P-1045 INLET |  | Mixed Solvents
0967.01 |  |  | CONECT |  | FLGVEND | 3 | LL | N | TANK FARM S MANIFOLD P-1045 INLET |  | Mixed Solvents
0967.02 |  |  | CAP |  | POE | 3 | LL | N | TANK FARM S MANIFOLD P-1045 INLET |  | Mixed Solvents
0968 |  |  | VALVE |  |  | 3 | LL | N | TANK FARM S MANIFOLD TK-1022 LINE |  | Mixed Solvents
0968.01 |  |  | CONECT |  | FLGVEND | 3 | LL | N | TANK FARM S MANIFOLD TK-1022 LINE |  | Mixed Solvents
0968.02 |  |  | CAP |  | POE | 3 | LL | N | TANK FARM S MANIFOLD TK-1022 LINE |  | Mixed Solvents
0969 |  |  | VALVE |  |  | 3 | LL | N | TANK FARM S MANIFOLD TK-1021 LINE |  | Mixed Solvents
0969.01 |  |  | CONECT |  | FLGVEND | 3 | LL | N | TANK FARM S MANIFOLD TK-1021 LINE |  | Mixed Solvents
0969.02 |  |  | CAP |  | POE | 3 | LL | N | TANK FARM S MANIFOLD TK-1021 LINE |  | Mixed Solvents
0970 |  |  | VALVE |  |  | 3 | LL | N | TANK FARM S MANIFOLD PUMP#1 LINE |  | Mixed Solvents
0970.01 |  |  | CONECT |  | FLGVEND | 3 | LL | N | TANK FARM S MANIFOLD PUMP#1 LINE |  | Mixed Solvents
0970.02 |  |  | CAP |  | POE | 3 | LL | N | TANK FARM S MANIFOLD PUMP#1 LINE |  | Mixed Solvents
0970.03 |  |  | CONECT |  | FLANGE | 2 | LL | N | TANK FARM S MANIFOLD PUMP#1 LINE |  | Mixed Solvents
0970.04 |  |  | CONECT |  | FLANGE | 2 | LL | N | TANK FARM S MANIFOLD PUMP#1 LINE |  | Mixed Solvents
0971 |  |  | VALVE |  |  | 3 | LL | N | TANK FARM S MANIFOLD TK-1021 LINE |  | Mixed Solvents
0971.01 |  |  | CONECT |  | FLGVEND | 3 | LL | N | TANK FARM S MANIFOLD TK-1021 LINE |  | Mixed Solvents
0971.02 |  |  | CAP |  | POE | 3 | LL | N | TANK FARM S MANIFOLD TK-1021 LINE |  | Mixed Solvents
0972 |  |  | VALVE |  |  | 3 | LL | N | TANK FARM S MANIFOLD PUMP#2 LINE |  | Mixed Solvents
0972.01 |  |  | CONECT |  | FLGVEND | 3 | LL | N | TANK FARM S MANIFOLD PUMP#2 LINE |  | Mixed Solvents
0972.02 |  |  | CAP |  | POE | 3 | LL | N | TANK FARM S MANIFOLD PUMP#2 LINE |  | Mixed Solvents
0972.03 |  |  | CONECT |  | FLANGE | 2 | LL | N | TANK FARM S MANIFOLD PUMP#2 LINE |  | Mixed Solvents
0972.04 |  |  | CONECT |  | FLANGE | 2 | LL | N | TANK FARM S MANIFOLD PUMP#2 LINE |  | Mixed Solvents
0973 |  |  | VALVE |  |  | 3 | LL | N | TANK FARM S MANIFOLD TK-1020 LINE |  | Mixed Solvents
0973.01 |  |  | CONECT |  | FLGVEND | 3 | LL | N | TANK FARM S MANIFOLD TK-1020 LINE |  | Mixed Solvents
0973.02 |  |  | CAP |  | POE | 3 | LL | N | TANK FARM S MANIFOLD TK-1020 LINE |  | Mixed Solvents
0974 |  |  | VALVE |  |  | 3 | LL | N | TANK FARM S MANIFOLD TK-1020 LINE |  | Mixed Solvents
0974.01 |  |  | CONECT |  | FLGVEND | 3 | LL | N | TANK FARM S MANIFOLD TK-1020 LINE |  | Mixed Solvents
0974.02 |  |  | CAP |  | POE | 3 | LL | N | TANK FARM S MANIFOLD TK-1020 LINE |  | Mixed Solvents
0975 |  |  | VALVE |  |  | 3 | LL | N | TANK FARM S MANIFOLD DDU#2 LINE |  | Mixed Solvents
0975.01 |  |  | CONECT |  | FLGVEND | 3 | LL | N | TANK FARM S MANIFOLD DDU#2 LINE |  | Mixed Solvents
0975.02 |  |  | CAP |  | POE | 3 | LL | N | TANK FARM S MANIFOLD DDU#2 LINE |  | Mixed Solvents
0975.03 |  |  | CONECT |  | FLANGE | 3 | LL | N | TANK FARM S MANIFOLD DDU#2 LINE |  | Mixed Solvents
0975.04 |  |  | CONECT |  | FLANGE | 3 | LL | N | TANK FARM S MANIFOLD DDU#2 LINE |  | Mixed Solvents
0976 |  |  | VALVE |  |  | 3 | LL | N | TANK FARM S MANIFOLD TK-1019 LINE |  | Mixed Solvents
0976.01 |  |  | CONECT |  | FLGVEND | 3 | LL | N | TANK FARM S MANIFOLD TK-1019 LINE |  | Mixed Solvents
0976.02 |  |  | CAP |  | POE | 3 | LL | N | TANK FARM S MANIFOLD TK-1019 LINE |  | Mixed Solvents
0977 |  |  | VALVE |  |  | 3 | LL | N | TANK FARM S MANIFOLD TK-1018 LINE |  | Mixed Solvents
0977.01 |  |  | CONECT |  | FLGVEND | 3 | LL | N | TANK FARM S MANIFOLD TK-1018 LINE |  | Mixed Solvents
0977.02 |  |  | CAP |  | POE | 3 | LL | N | TANK FARM S MANIFOLD TK-1018 LINE |  | Mixed Solvents
0978 |  |  | VALVE |  |  | 3 | LL | N | TANK FARM S MANIFOLD DDU#1 LINE |  | Mixed Solvents
0978.01 |  |  | CONECT |  | FLGVEND | 3 | LL | N | TANK FARM S MANIFOLD DDU#1 LINE |  | Mixed Solvents
0978.02 |  |  | CAP |  | POE | 3 | LL | N | TANK FARM S MANIFOLD DDU#1 LINE |  | Mixed Solvents
0978.03 |  |  | CONECT |  | FLANGE | 3 | LL | N | TANK FARM S MANIFOLD DDU#1 LINE |  | Mixed Solvents
0979 |  |  | VALVE |  |  | 3 | LL | N | TANK FARM S MANIFOLD TK-1018 LINE |  | Mixed Solvents
0979.01 |  |  | CONECT |  | FLGVEND | 3 | LL | N | TANK FARM S MANIFOLD TK-1018 LINE |  | Mixed Solvents
0979.02 |  |  | CAP |  | POE | 3 | LL | N | TANK FARM S MANIFOLD TK-1018 LINE |  | Mixed Solvents
0980 |  |  | VALVE |  |  | 3 | LL | N | TANK FARM S MANIFOLD TK-1018 LINE |  | Mixed Solvents
0980.01 |  |  | CONECT |  | FLGVEND | 3 | LL | N | TANK FARM S MANIFOLD TK-1018 LINE |  | Mixed Solvents
0980.02 |  |  | CAP |  | POE | 3 | LL | N | TANK FARM S MANIFOLD TK-1018 LINE |  | Mixed Solvents
0981 |  |  | VALVE |  |  | 3 | LL | N | TANK FARM S MANIFOLD EAST END |  | Mixed Solvents
0981.01 |  |  | CONECT |  | FLGVEND | 3 | LL | N | TANK FARM S MANIFOLD EAST END |  | Mixed Solvents
0981.02 |  |  | CAP |  | POE | 3 | LL | N | TANK FARM S MANIFOLD EAST END |  | Mixed Solvents
0981.03 |  |  | CONECT |  | FLANGE | 2 | LL | N | TANK FARM S MANIFOLD EAST END |  | Mixed Solvents
0981.04 |  |  | CONECT |  | FLANGE | 2 | LL | N | TANK FARM S MANIFOLD EAST END |  | Mixed Solvents
0982 |  |  | PUMP |  | DMS PUMP | 0 | LL | N | TANK FARM S MANIFOLD P-1045 |  | Mixed Solvents
0982.01 |  |  | CONECT |  | FLG IN | 1.5 | LL | N | TANK FARM S MANIFOLD P-1045 |  | Mixed Solvents
0982.02 |  |  | CONECT |  | FLG OUT | 1.5 | LL | N | TANK FARM S MANIFOLD P-1045 |  | Mixed Solvents
0983 |  |  | VALVE |  |  | 3 | LL | N | TANK FARM S MANIFOLD P-1045 DISCHARGE |  | Mixed Solvents
0983.01 |  |  | CONECT |  | FLGVEND | 3 | LL | N | TANK FARM S MANIFOLD P-1045 DISCHARGE |  | Mixed Solvents
0983.02 |  |  | CONECT |  | FLGVEND | 3 | LL | N | TANK FARM S MANIFOLD P-1045 DISCHARGE |  | Mixed Solvents
0984 |  |  | VALVE |  |  | 0.5 | LL | N | TANK FARM S MANIFOLD P-1045 DISCHARGE |  | Mixed Solvents
0984.01 |  |  | CONECT |  | SCRVEND | 0.5 | LL | N | TANK FARM S MANIFOLD P-1045 DISCHARGE |  | Mixed Solvents
0984.02 |  |  | CONECT |  | SCRVEND | 0.5 | LL | N | TANK FARM S MANIFOLD P-1045 DISCHARGE |  | Mixed Solvents
0984.03 |  |  | CONECT |  | NIPPLE | 0.5 | LL | N | TANK FARM S MANIFOLD P-1045 DISCHARGE |  | Mixed Solvents
0984.04 |  |  | CONECT |  | NIPPLE | 0.5 | LL | N | TANK FARM S MANIFOLD P-1045 DISCHARGE |  | Mixed Solvents
0984.05 |  |  | CONECT |  | FLANGE | 0.5 | LL | N | TANK FARM S MANIFOLD P-1045 DISCHARGE |  | Mixed Solvents
0985 |  |  | CONECT |  | STRAINER | 3 | LL | N | TANK FARM S MANIFOLD P-1045 SUCTION |  | Mixed Solvents
0985.01 |  |  | CONECT |  | FLG END | 3 | LL | N | TANK FARM S MANIFOLD P-1045 SUCTION |  | Mixed Solvents
0985.02 |  |  | CONECT |  | FLG END | 3 | LL | N | TANK FARM S MANIFOLD P-1045 SUCTION |  | Mixed Solvents
0985.03 |  |  | CONECT |  | BUSHING | 0.5 | LL | N | TANK FARM S MANIFOLD P-1045 SUCTION |  | Mixed Solvents
0986 |  |  | VALVE |  |  | 3 | LL | N | TANK FARM S MANIFOLD P-1045 SUCTION |  | Mixed Solvents
0986.01 |  |  | CONECT |  | FLGVEND | 3 | LL | N | TANK FARM S MANIFOLD P-1045 SUCTION |  | Mixed Solvents
0986.02 |  |  | CONECT |  | FLGVEND | 3 | LL | N | TANK FARM S MANIFOLD P-1045 SUCTION |  | Mixed Solvents
0987 |  |  | VALVE |  |  | 0.5 | LL | N | TANK FARM S MANIFOLD P-1045 SUCTION |  | Mixed Solvents
0987.01 |  |  | CONECT |  | SCRVEND | 0.5 | LL | N | TANK FARM S MANIFOLD P-1045 SUCTION |  | Mixed Solvents
0987.02 |  |  | CAP |  | POE | 0.5 | LL | N | TANK FARM S MANIFOLD P-1045 SUCTION |  | Mixed Solvents
0987.03 |  |  | CONECT |  | NIPPLE | 0.5 | LL | N | TANK FARM S MANIFOLD P-1045 SUCTION |  | Mixed Solvents
0987.04 |  |  | CONECT |  | REDUCER | 0.75 | LL | N | TANK FARM S MANIFOLD P-1045 SUCTION |  | Mixed Solvents
0988 |  |  | VALVE |  |  | 0.5 | LL | N | TANK FARM S MANIFOLD P-1046 SUCTION |  | Mixed Solvents
0988.01 |  |  | CONECT |  | SCRVEND | 0.5 | LL | N | TANK FARM S MANIFOLD P-1046 SUCTION |  | Mixed Solvents
0988.02 |  |  | CAP |  | POE | 0.5 | LL | N | TANK FARM S MANIFOLD P-1046 SUCTION |  | Mixed Solvents
0988.03 |  |  | CONECT |  | NIPPLE | 0.5 | LL | N | TANK FARM S MANIFOLD P-1046 SUCTION |  | Mixed Solvents
0989 |  |  | VALVE |  |  | 3 | LL | N | TANK FARM S MANIFOLD P-1046 SUCTION |  | Mixed Solvents
0989.01 |  |  | CONECT |  | FLGVEND | 3 | LL | N | TANK FARM S MANIFOLD P-1046 SUCTION |  | Mixed Solvents
0989.02 |  |  | CONECT |  | FLGVEND | 3 | LL | N | TANK FARM S MANIFOLD P-1046 SUCTION |  | Mixed Solvents
0989.03 |  |  | CONECT |  | STRAINER | 3 | LL | N | TANK FARM S MANIFOLD P-1046 SUCTION |  | Mixed Solvents
0989.04 |  |  | CONECT |  | BUSHING | 0.5 | LL | N | TANK FARM S MANIFOLD P-1046 SUCTION |  | Mixed Solvents
0989.05 |  |  | CONECT |  | FLG END | 3 | LL | N | TANK FARM S MANIFOLD P-1046 SUCTION STRAINER |  | Mixed Solvents
0990 |  |  | PUMP |  |  | 0 | LL | N | TANK FARM S MANIFOLD P-1046 |  | Mixed Solvents
0990.01 |  |  | CONECT |  | FLG IN | 3 | LL | N | TANK FARM S MANIFOLD P-1046 |  | Mixed Solvents
0990.02 |  |  | CONECT |  | FLG OUT | 3 | LL | N | TANK FARM S MANIFOLD P-1046 |  | Mixed Solvents
0991 |  |  | CONECT |  | FLANGE | 2 | LL | N | TANK FARM S MANIFOLD S OF TK-1023 IN P/R |  | Mixed Solvents
0991.01 |  |  | CONECT |  | FLANGE | 2 | LL | N | TANK FARM S MANIFOLD S OF TK-1023 IN P/R |  | Mixed Solvents
0992 |  |  | CONECT |  | FLANGE | 2 | LL | N | TANK FARM S MANIFOLD O/H S OF TK-1023 IN P/R |  | Mixed Solvents
0992.01 |  |  | CONECT |  | FLANGE | 2 | LL | N | TANK FARM S MANIFOLD O/H S OF TK-1023 IN P/R |  | Mixed Solvents
0992.02 |  |  | CONECT |  | FLANGE | 2 | LL | N | TANK FARM S MANIFOLD O/H S OF TK-1023 IN P/R |  | Mixed Solvents
0993 |  |  | VALVE |  |  | 3 | LL | N | TANK FARM S TRUCK BAY |  | Mixed Solvents
0993.01 |  |  | CONECT |  | FLGVEND | 3 | LL | N | TANK FARM S TRUCK BAY |  | Mixed Solvents
0993.02 |  |  | CAP |  | POE | 3 | LL | N | TANK FARM S TRUCK BAY |  | Mixed Solvents
0993.03 |  |  | CONECT |  | FLANGE | 3 | LL | N | TANK FARM S TRUCK BAY |  | Mixed Solvents
0993.04 |  |  | CONECT |  | FLANGE | 3 | LL | N | TANK FARM S MANIFOLD GROUND LEVEL SE OF P-1040 |  | Mixed Solvents
0993A |  |  | VALVE |  |  | 3 | LL | N | TANK FARM S MANIFOLD N-S-T#1 LINE |  | Mixed Solvents
0993A.01 |  |  | CONECT |  | FLG IN | 3 | LL | N | TANK FARM S MANIFOLD N-S-T#1 LINE |  | Mixed Solvents
0993A.02 |  |  | CONECT |  | FLG OUT | 3 | LL | N | TANK FARM S MANIFOLD N-S-T#1 LINE |  | Mixed Solvents
0994 |  |  | VALVE |  |  | 3 | LL | N | TANK FARM S TRUCK BAY |  | Mixed Solvents
0994.01 |  |  | CONECT |  | FLGVEND | 3 | LL | N | TANK FARM S TRUCK BAY |  | Mixed Solvents
0994.02 |  |  | CAP |  | POE | 3 | LL | N | TANK FARM S TRUCK BAY |  | Mixed Solvents
0994.03 |  |  | CONECT |  | FLANGE | 3 | LL | N | TANK FARM S TRUCK BAY |  | Mixed Solvents
0994.04 |  |  | CONECT |  | FLANGE | 3 | LL | N | TANK FARM S MANIFOLD GROUND LEVEL SE OF P-1040 |  | Mixed Solvents
0995 |  |  | RELIEF |  | CONVENT | 20 | GV | N | TANK FARM TK-2009 TOP SOUTH |  | Mixed Solvents
0995.01 |  |  | CONECT |  | FLGVEND | 20 | GV | N | TANK FARM TK-2009 TOP SOUTH |  | Mixed Solvents
0995.02 |  |  | CONECT |  | FLANGE | 4 | GV | N | TANK FARM TK-2009 TOP SOUTHWEST |  | Mixed Solvents
0995.03 |  |  | CONECT |  | FLANGE | 3 | GV | N | TANK FARM TK-2009 TOP SOUTHWEST |  | Mixed Solvents
0995.04 |  |  | CONECT |  | NIPPLE | 3 | GV | N | TANK FARM TK-2009 TOP SOUTHWEST |  | Mixed Solvents
0995.05 |  |  | CONECT |  | FLANGE | 4 | GV | N | TANK FARM TK-2009 TOP NORTHWEST |  | Mixed Solvents
0995.06 |  |  | CONECT |  | NIPPLE | 4 | GV | N | TANK FARM TK-2009 TOP NORTHWEST |  | Mixed Solvents
0995.07 |  |  | CONECT |  | BUSHING | 2 | GV | N | TANK FARM TK-2009 TOP NORTHWEST |  | Mixed Solvents
0995.08 |  |  | CONECT |  | FLANGE | 2 | GV | N | TANK FARM TK-2009 TOP NORTH |  | Mixed Solvents
0995A |  |  | CLVS-H |  | CLVS-H BALL VALVE | 1.5 | GV | N | TANK FARM TK-2009 TOP SOUTH |  | Mixed Solvents
0995B |  |  | CLVS-H |  | CLVS-H BALL VALVE | 0.5 | GV | N | TANK FARM TK-2009 TOP SOUTH |  | Mixed Solvents
0995B.01 |  |  | CLVS-H |  | CLVS-H VCOUT | 0.5 | GV | N | TANK FARM TK-2009 TOP SOUTH |  | Mixed Solvents
0995B.02 |  |  | CLVS-H |  | NIPPLE | 0.275 | GV | N | TANK FARM TK-2009 TOP SOUTH |  | Mixed Solvents
0995C |  |  | CLVS-H |  | CLVS-H BALL VALVE | 1 | GV | N | TANK FARM TK-2009 TOP SOUTH |  | Mixed Solvents
0995C.01 |  |  | CLVS-H |  | FLANGE | 1 | GV | N | TANK FARM TK-2009 TOP SOUTH |  | Mixed Solvents
0995C.02 |  |  | CLVS-H |  | NIPPLE | 1 | GV | N | TANK FARM TK-2009 TOP SOUTH |  | Mixed Solvents
0995D |  |  | CLVS-H |  | CLVS-H INSTRUMENTATION | 1 | GV | N | TANK FARM TK-2009 TOP SOUTH, NITROGEN REGULATOR |  | Mixed Solvents
0995D.01 |  |  | CLVS-H |  | NIPPLE | 1 | GV | N | TANK FARM TK-2009 TOP SOUTH, NITROGEN REGULATOR |  | Mixed Solvents
0996 |  |  | RELIEF |  | CONVENT | 20 | GV | N | TANK FARM TK-2010 TOP SOUTH |  | Mixed Solvents
0996.01 |  |  | CONECT |  | FLGVEND | 20 | GV | N | TANK FARM TK-2010 TOP SOUTH |  | Mixed Solvents
0996.02 |  |  | CONECT |  | BUSHING | 3 | GV | N | TANK FARM TK-2010 TOP SOUTH |  | Mixed Solvents
0996.03 |  |  | CONECT |  | FLANGE | 4 | GV | N | TANK FARM TK-2010 TOP SOUTHWEST |  | Mixed Solvents
0996.04 |  |  | CONECT |  | NIPPLE | 4 | GV | N | TANK FARM TK-2010 TOP SOUTHWEST |  | Mixed Solvents
0996.05 |  |  | CONECT |  | BUSHING | 2 | GV | N | TANK FARM TK-2010 TOP NORTHWEST |  | Mixed Solvents
0996.06 |  |  | CONECT |  | BUSHING | 2 | GV | N | TANK FARM TK-2010 TOP NORTH UNDER GRATING |  | Mixed Solvents
0996.07 |  |  | CONECT |  | FLANGE | 4 | GV | N | TANK FARM TK-2010 TOP NORTHEAST |  | Mixed Solvents
0996.08 |  |  | CONECT |  | FLANGE | 3 | GV | N | TANK FARM TK-2010 TOP NORTHEAST |  | Mixed Solvents
0996.09 |  |  | CONECT |  | NIPPLE | 3 | GV | N | TANK FARM TK-2010 TOP NORTHEAST |  | Mixed Solvents
0996.10 |  |  | CONECT |  | FLANGE | 3 | GV | N | TANK FARM TK-2010 TOP NORTHWEST SIDE |  | Mixed Solvents
0997 |  |  | RELIEF |  | CONVENT | 18 | GV | N | TANK FARM TK-2012 TOP SOUTH |  | Mixed Solvents
0997.01 |  |  | CONECT |  | FLGVEND | 18 | GV | N | TANK FARM TK-2012 TOP SOUTH |  | Mixed Solvents
0997.02 |  |  | CONECT |  | FLANGE | 3 | GV | N | TANK FARM TK-2012 TOP SOUTH |  | Mixed Solvents
0997.03 |  |  | CONECT |  | FLANGE | 3 | GV | N | TANK FARM TK-2012 TOP NORTH |  | Mixed Solvents
0997.04 |  |  | CONECT |  | FLANGE | 3 | GV | N | TANK FARM TK-2012 TOP NORTH |  | Mixed Solvents
0997.05 |  |  | CONECT |  | FLANGE | 4 | GV | N | TANK FARM TK-2012 TOP NORTH |  | Mixed Solvents
0997.06 |  |  | CONECT |  | FLANGE | 4 | GV | N | TANK FARM TK-2012 TOP NORTH |  | Mixed Solvents
0997.07 |  |  | CONECT |  | FLANGE | 2 | GV | N | TANK FARM TK-2012 TOP NORTH |  | Mixed Solvents
0997.08 |  |  | CONECT |  | FLANGE | 12 | GV | N | TANK FARM TK-2012 TOP NORTH |  | Mixed Solvents
0998 |  |  | RELIEF |  | CONVENT | 18 | GV | N | TANK FARM TK-2013 TOP SOUTH |  | Mixed Solvents
0998.01 |  |  | CONECT |  | FLGVEND | 18 | GV | N | TANK FARM TK-2013 TOP SOUTH |  | Mixed Solvents
0998.02 |  |  | CONECT |  | FLANGE | 3 | GV | N | TANK FARM TK-2013 TOP SOUTH |  | Mixed Solvents
0998.03 |  |  | CONECT |  | FLANGE | 3 | GV | N | TANK FARM TK-2013 TOP NORTH |  | Mixed Solvents
0998.04 |  |  | CONECT |  | FLANGE | 4 | GV | N | TANK FARM TK-2013 TOP NORTH |  | Mixed Solvents
0998.05 |  |  | CONECT |  | FLANGE | 3 | GV | N | TANK FARM TK-2013 TOP NORTH |  | Mixed Solvents
0998.06 |  |  | CONECT |  | FLANGE | 3 | GV | N | TANK FARM TK-2013 TOP NORTH |  | Mixed Solvents
0998.07 |  |  | CONECT |  | FLANGE | 3 | GV | N | TANK FARM TK-2013 TOP NORTH |  | Mixed Solvents
0998.08 |  |  | CONECT |  | FLANGE | 12 | GV | N | TANK FARM TK-2013 TOP NORTH |  | Mixed Solvents
0999 |  |  | RELIEF |  | CONVENT | 18 | GV | N | TANK FARM TK-2014 TOP SOUTH |  | Mixed Solvents
0999.01 |  |  | CONECT |  | FLGVEND | 18 | GV | N | TANK FARM TK-2014 TOP SOUTH |  | Mixed Solvents
0999.02 |  |  | CONECT |  | FLANGE | 3 | GV | N | TANK FARM TK-2014 TOP SOUTH |  | Mixed Solvents
0999.03 |  |  | CONECT |  | FLANGE | 3 | GV | N | TANK FARM TK-2014 TOP NORTH |  | Mixed Solvents
0999.04 |  |  | CONECT |  | FLANGE | 4 | GV | N | TANK FARM TK-2014 TOP NORTH |  | Mixed Solvents
0999.05 |  |  | CONECT |  | FLANGE | 3 | GV | N | TANK FARM TK-2014 TOP NORTH |  | Mixed Solvents
0999.06 |  |  | CONECT |  | FLANGE | 3 | GV | N | TANK FARM TK-2014 TOP NORTH |  | Mixed Solvents
0999.07 |  |  | CONECT |  | FLANGE | 12 | GV | N | TANK FARM TK-2014 TOP NORTH |  | Mixed Solvents
1000 |  |  | RELIEF |  | CONVENT | 18 | GV | N | TANK FARM TK-2015 TOP SOUTH |  | Mixed Solvents
1000.01 |  |  | CONECT |  | FLGVEND | 18 | GV | N | TANK FARM TK-2015 TOP SOUTH |  | Mixed Solvents
1000.02 |  |  | CONECT |  | FLANGE | 3 | GV | N | TANK FARM TK-2015 TOP SOUTH |  | Mixed Solvents
1000.03 |  |  | CONECT |  | FLANGE | 4 | GV | N | TANK FARM TK-2015 TOP NORTH |  | Mixed Solvents
1000.04 |  |  | CONECT |  | FLANGE | 3 | GV | N | TANK FARM TK-2015 TOP NORTH |  | Mixed Solvents
1000.05 |  |  | CONECT |  | FLANGE | 3 | GV | N | TANK FARM TK-2015 TOP NORTH |  | Mixed Solvents
1000.06 |  |  | CONECT |  | FLANGE | 2 | GV | N | TANK FARM TK-2015 TOP NORTH |  | Mixed Solvents
1000.07 |  |  | CONECT |  | FLANGE | 12 | GV | N | TANK FARM TK-2015 TOP NORTH |  | Mixed Solvents
1001 |  |  | RELIEF |  | CONVENT | 18 | GV | N | TANK FARM TK-2016 TOP SOUTH |  | Mixed Solvents
1001.01 |  |  | CONECT |  | FLGVEND | 18 | GV | N | TANK FARM TK-2016 TOP SOUTH |  | Mixed Solvents
1001.02 |  |  | CONECT |  | FLANGE | 3 | GV | N | TANK FARM TK-2016 TOP SOUTH |  | Mixed Solvents
1001.03 |  |  | CONECT |  | FLANGE | 3 | GV | N | TANK FARM TK-2016 TOP NORTH |  | Mixed Solvents
1001.04 |  |  | CONECT |  | FLANGE | 4 | GV | N | TANK FARM TK-2016 TOP NORTH |  | Mixed Solvents
1001.05 |  |  | CONECT |  | FLANGE | 6 | GV | N | TANK FARM TK-2016 TOP NORTH |  | Mixed Solvents
1001.06 |  |  | CONECT |  | FLANGE | 2 | GV | N | TANK FARM TK-2016 TOP NORTH |  | Mixed Solvents
1001.07 |  |  | CONECT |  | FLANGE | 2 | GV | N | TANK FARM TK-2016 TOP NORTH |  | Mixed Solvents
1001.08 |  |  | CONECT |  | FLANGE | 12 | GV | N | TANK FARM TK-2016 TOP NORTH |  | Mixed Solvents
1001.09 |  |  | CONECT |  | FLANGE | 3 | GV | N | TANK FARM TK-2016 TOP NORTH |  | Mixed Solvents
1002 |  |  | RELIEF |  | CONVENT | 24 | GV | N | TANK FARM TK-2004 TOP SOUTH |  | Mixed Solvents
1002.01 |  |  | CONECT |  | FLGVEND | 24 | GV | N | TANK FARM TK-2004 TOP SOUTH |  | Mixed Solvents
1002.02 |  |  | CONECT |  | FLANGE | 4 | GV | N | TANK FARM TK-2004 TOP SOUTHWEST |  | Mixed Solvents
1002.03 |  |  | CONECT |  | NIPPLE | 1 | GV | N | TANK FARM TK-2004 TOP SOUTHWEST |  | Mixed Solvents
1002.04 |  |  | CONECT |  | FLANGE | 1 | GV | N | TANK FARM TK-2004 TOP SOUTHEAST |  | Mixed Solvents
1002.05 |  |  | CONECT |  | FLANGE | 4 | GV | N | TANK FARM TK-2004 TOP NORTHWEST |  | Mixed Solvents
1002.06 |  |  | CONECT |  | FLANGE | 2 | GV | N | TANK FARM TK-2004 TOP NORTHWEST |  | Mixed Solvents
1002.07 |  |  | CONECT |  | FLANGE | 4 | GV | N | TANK FARM TK-2004 TOP NORTHWEST |  | Mixed Solvents
1002.08 |  |  | CONECT |  | FLANGE | 1.5 | GV | N | TANK FARM TK-2004 TOP NORTHWEST |  | Mixed Solvents
1002.09 |  |  | CONECT |  | FLANGE | 4 | GV | N | TANK FARM TK-2004 TOP NORTHWEST |  | Mixed Solvents
1002.10 |  |  | CONECT |  | FLANGE | 3 | GV | N | TANK FARM TK-2004 TOP NORTHWEST |  | Mixed Solvents
1002.11 |  |  | CONECT |  | FLANGE | 3 | GV | N | TANK FARM TK-2004 TOP NORTHWEST |  | Mixed Solvents
1002.12 |  |  | CONECT |  | FLANGE | 1.5 | GV | N | TANK FARM TK-2004 TOP NORTHWEST |  | Mixed Solvents
1003 |  |  | RELIEF |  | CONVENT | 24 | GV | N | TANK FARM TK-2003 TOP SOUTH |  | Mixed Solvents
1003.01 |  |  | CONECT |  | FLGVEND | 24 | GV | N | TANK FARM TK-2003 TOP SOUTH |  | Mixed Solvents
1003.02 |  |  | CONECT |  | FLANGE | 4 | GV | N | TANK FARM TK-2003 TOP SOUTHWEST |  | Mixed Solvents
1003.03 |  |  | CONECT |  | NIPPLE | 1 | GV | N | TANK FARM TK-2003 TOP SOUTHWEST |  | Mixed Solvents
1003.04 |  |  | CONECT |  | FLANGE | 4 | GV | N | TANK FARM TK-2003 TOP NORTHWEST |  | Mixed Solvents
1003.05 |  |  | CONECT |  | FLANGE | 2 | GV | N | TANK FARM TK-2003 TOP NORTH |  | Mixed Solvents
1003.06 |  |  | CONECT |  | FLANGE | 4 | GV | N | TANK FARM TK-2003 TOP NORTH |  | Mixed Solvents
1003.07 |  |  | CONECT |  | FLANGE | 1.5 | GV | N | TANK FARM TK-2003 TOP NORTH |  | Mixed Solvents
1003.08 |  |  | CONECT |  | FLANGE | 4 | GV | N | TANK FARM TK-2003 TOP NORTHEAST |  | Mixed Solvents
1003.09 |  |  | CONECT |  | FLANGE | 3 | GV | N | TANK FARM TK-2003 TOP NORTHEAST |  | Mixed Solvents
1003.10 |  |  | CONECT |  | FLANGE | 3 | GV | N | TANK FARM TK-2003 TOP NORTHEAST |  | Mixed Solvents
1003.11 |  |  | CONECT |  | FLANGE | 1 | GV | N | TANK FARM TK-2003 TOP NORTHEAST |  | Mixed Solvents
1003.12 |  |  | CONECT |  | FLANGE | 1.5 | GV | N | TANK FARM TK-2003 TOP NORTHEAST |  | Mixed Solvents
1004 |  |  | RELIEF |  | CONVENT | 24 | GV | N | TANK FARM TK-2002 TOP SOUTH |  | Mixed Solvents
1004.01 |  |  | CONECT |  | FLGVEND | 24 | GV | N | TANK FARM TK-2002 TOP SOUTH |  | Mixed Solvents
1004.02 |  |  | CONECT |  | FLANGE | 4 | GV | N | TANK FARM TK-2002 TOP SOUTHWEST |  | Mixed Solvents
1004.03 |  |  | CONECT |  | NIPPLE | 1 | GV | N | TANK FARM TK-2002 TOP SOUTHWEST |  | Mixed Solvents
1004.04 |  |  | CONECT |  | FLANGE | 4 | GV | N | TANK FARM TK-2002 TOP NORTHWEST |  | Mixed Solvents
1004.05 |  |  | CONECT |  | FLANGE | 2 | GV | N | TANK FARM TK-2002 TOP NORTH |  | Mixed Solvents
1004.06 |  |  | CONECT |  | FLANGE | 4 | GV | N | TANK FARM TK-2002 TOP NORTH |  | Mixed Solvents
1004.07 |  |  | CONECT |  | FLANGE | 1.5 | GV | N | TANK FARM TK-2002 TOP NORTH |  | Mixed Solvents
1004.08 |  |  | CONECT |  | FLANGE | 4 | GV | N | TANK FARM TK-2002 TOP NORTHEAST |  | Mixed Solvents
1004.09 |  |  | CONECT |  | FLANGE | 1.5 | GV | N | TANK FARM TK-2002 TOP NORTHEAST |  | Mixed Solvents
1004.10 |  |  | CONECT |  | FLANGE | 1.5 | GV | N | TANK FARM TK-2002 TOP NORTHEAST |  | Mixed Solvents
1004.11 |  |  | CONECT |  | FLANGE | 8 | GV | N | TANK FARM TK-2002 TOP NORTHEAST |  | Mixed Solvents
1004.12 |  |  | CONECT |  | FLANGE | 8 | GV | N | TANK FARM TK-2002 TOP NORTHEAST |  | Mixed Solvents
1004.13 |  |  | CONECT |  | FLANGE | 3 | GV | N | TANK FARM TK-2002 TOP NORTHEAST |  | Mixed Solvents
1005 |  |  | RELIEF |  | CONVENT | 24 | GV | N | TANK FARM TK-2001 TOP SOUTH |  | Mixed Solvents
1005.01 |  |  | CONECT |  | FLGVEND | 24 | GV | N | TANK FARM TK-2001 TOP SOUTH |  | Mixed Solvents
1005.02 |  |  | CONECT |  | FLANGE | 4 | GV | N | TANK FARM TK-2001 TOP SOUTHWEST |  | Mixed Solvents
1005.03 |  |  | CONECT |  | NIPPLE | 1 | GV | N | TANK FARM TK-2001 TOP SOUTHWEST |  | Mixed Solvents
1005.04 |  |  | CONECT |  | FLANGE | 4 | GV | N | TANK FARM TK-2001 TOP NORTHWEST |  | Mixed Solvents
1005.05 |  |  | CONECT |  | FLANGE | 2 | GV | N | TANK FARM TK-2001 TOP NORTH |  | Mixed Solvents
1005.06 |  |  | CONECT |  | FLANGE | 4 | GV | N | TANK FARM TK-2001 TOP NORTH |  | Mixed Solvents
1005.07 |  |  | CONECT |  | FLANGE | 1.5 | GV | N | TANK FARM TK-2001 TOP NORTH |  | Mixed Solvents
1005.08 |  |  | CONECT |  | FLANGE | 4 | GV | N | TANK FARM TK-2001 TOP NORTHEAST |  | Mixed Solvents
1005.09 |  |  | CONECT |  | FLANGE | 1 | GV | N | TANK FARM TK-2001 TOP NORTHEAST |  | Mixed Solvents
1005.10 |  |  | CONECT |  | FLANGE | 3 | GV | N | TANK FARM TK-2001 TOP NORTHEAST |  | Mixed Solvents
1005.11 |  |  | CONECT |  | FLANGE | 3 | GV | N | TANK FARM TK-2001 TOP NORTHEAST |  | Mixed Solvents
1005.12 |  |  | CONECT |  | FLANGE | 1.5 | GV | N | TANK FARM TK-2001 TOP NORTHEAST |  | Mixed Solvents
1005.13 |  |  | CONECT |  | FLANGE | 6 | GV | N | TANK FARM TK-2001 TOP NORTHEAST |  | Mixed Solvents
1006 |  |  | RELIEF |  | CONVENT | 18 | GV | N | TANK FARM TK-2011 TOP EAST |  | Mixed Solvents
1006.01 |  |  | CONECT |  | FLGVEND | 18 | GV | N | TANK FARM TK-2011 TOP EAST |  | Mixed Solvents
1006.02 |  |  | CONECT |  | FLANGE | 3 | GV | N | TANK FARM TK-2011 TOP SOUTHEAST |  | Mixed Solvents
1006.03 |  |  | CONECT |  | FLANGE | 3 | GV | N | TANK FARM TK-2011 TOP NORTHEAST |  | Mixed Solvents
1006.04 |  |  | CONECT |  | FLANGE | 4 | GV | N | TANK FARM TK-2011 TOP NORTHEAST |  | Mixed Solvents
1006.05 |  |  | CONECT |  | FLANGE | 3 | GV | N | TANK FARM TK-2011 TOP WEST |  | Mixed Solvents
1007 |  |  | RELIEF |  | CONVENT | 24 | GV | N | TANK FARM TK-2008 TOP WEST |  | Mixed Solvents
1007.01 |  |  | CONECT |  | FLGVEND | 24 | GV | N | TANK FARM TK-2008 TOP WEST |  | Mixed Solvents
1007.02 |  |  | CONECT |  | FLANGE | 3 | GV | N | TANK FARM TK-2008 TOP SOUTHWEST |  | Mixed Solvents
1007.03 |  |  | CONECT |  | FLANGE | 4 | GV | N | TANK FARM TK-2008 TOP NORTHWEST |  | Mixed Solvents
1007.04 |  |  | CONECT |  | FLANGE | 4 | GV | N | TANK FARM TK-2008 TOP SOUTHEAST |  | Mixed Solvents
1007.05 |  |  | CONECT |  | FLANGE | 3 | GV | N | TANK FARM TK-2008 TOP SOUTHEAST |  | Mixed Solvents
1007.06 |  |  | CONECT |  | FLANGE | 2 | GV | N | TANK FARM TK-2008 TOP EAST |  | Mixed Solvents
1008 |  |  | RELIEF |  | CONVENT | 24 | GV | N | TANK FARM TK-2007 TOP WEST |  | Mixed Solvents
1008.01 |  |  | CONECT |  | FLGVEND | 24 | GV | N | TANK FARM TK-2007 TOP WEST |  | Mixed Solvents
1008.02 |  |  | CONECT |  | FLANGE | 2 | GV | N | TANK FARM TK-2007 TOP SOUTHWEST |  | Mixed Solvents
1008.03 |  |  | CONECT |  | FLANGE | 4 | GV | N | TANK FARM TK-2007 TOP NORTHWEST |  | Mixed Solvents
1008.04 |  |  | CONECT |  | FLANGE | 3 | GV | N | TANK FARM TK-2007 TOP SOUTHEAST |  | Mixed Solvents
1008.05 |  |  | CONECT |  | FLANGE | 2 | GV | N | TANK FARM TK-2007 TOP EAST |  | Mixed Solvents
1008.06 |  |  | CONECT |  | FLANGE | 3 | GV | N | TANK FARM TK-2007 TOP NORTHEAST |  | Mixed Solvents
1009 |  |  | RELIEF |  | CONVENT | 24 | GV | N | TANK FARM TK-2006 TOP WEST |  | Mixed Solvents
1009.01 |  |  | CONECT |  | FLGVEND | 24 | GV | N | TANK FARM TK-2006 TOP WEST |  | Mixed Solvents
1009.02 |  |  | CONECT |  | FLANGE | 3 | GV | N | TANK FARM TK-2006 TOP SOUTHWEST |  | Mixed Solvents
1009.03 |  |  | CONECT |  | FLANGE | 4 | GV | N | TANK FARM TK-2006 TOP NORTHWEST |  | Mixed Solvents
1009.04 |  |  | CONECT |  | FLANGE | 3 | GV | N | TANK FARM TK-2006 TOP SOUTHEAST |  | Mixed Solvents
1009.05 |  |  | CONECT |  | FLANGE | 2 | GV | N | TANK FARM TK-2006 TOP EAST |  | Mixed Solvents
1009.06 |  |  | CONECT |  | FLANGE | 3 | GV | N | TANK FARM TK-2006 TOP NORTHEAST |  | Mixed Solvents
1010 |  |  | RELIEF |  | CONVENT | 24 | GV | N | TANK FARM TK-2005 TOP NORTH |  | Mixed Solvents
1010.01 |  |  | CONECT |  | FLGVEND | 24 | GV | N | TANK FARM TK-2005 TOP NORTH |  | Mixed Solvents
1010.02 |  |  | CONECT |  | FLANGE | 4 | GV | N | TANK FARM TK-2005 TOP NORTHEAST |  | Mixed Solvents
1010.03 |  |  | CONECT |  | FLANGE | 4 | GV | N | TANK FARM TK-2005 TOP NORTHWEST |  | Mixed Solvents
1010.04 |  |  | CONECT |  | FLANGE | 2 | GV | N | TANK FARM TK-2005 TOP NORTHWEST |  | Mixed Solvents
1010.05 |  |  | CONECT |  | FLANGE | 3 | GV | N | TANK FARM TK-2005 TOP SOUTHWEST |  | Mixed Solvents
1010.06 |  |  | CONECT |  | FLANGE | 3 | GV | N | TANK FARM TK-2005 TOP SOUTHEAST |  | Mixed Solvents
1011 |  |  | RELIEF |  | CONVENT | 20 | GV | N | TANK FARM TK-1006 TOP EAST |  | Mixed Solvents
1011.01 |  |  | CONECT |  | FLGVEND | 20 | GV | N | TANK FARM TK-1006 TOP EAST |  | Mixed Solvents
1011.02 |  |  | CONECT |  | FLANGE | 4 | GV | N | TANK FARM TK-1006 TOP SOUTHEAST |  | Mixed Solvents
1011.03 |  |  | CONECT |  | FLANGE | 4 | GV | N | TANK FARM TK-1006 TOP SOUTHWEST |  | Mixed Solvents
1011.04 |  |  | CONECT |  | FLANGE | 3 | GV | N | TANK FARM TK-1006 TOP WEST |  | Mixed Solvents
1011.05 |  |  | CONECT |  | FLANGE | 4 | GV | N | TANK FARM TK-1006 TOP NORTHWEST |  | Mixed Solvents
1011.06 |  |  | CONECT |  | FLANGE | 2 | GV | N | TANK FARM TK-1006 TOP NORTHWEST |  | Mixed Solvents
1012 |  |  | RELIEF |  | CONVENT | 20 | GV | N | TANK FARM TK-1005 TOP EAST |  | Mixed Solvents
1012.01 |  |  | CONECT |  | FLGVEND | 20 | GV | N | TANK FARM TK-1005 TOP EAST |  | Mixed Solvents
1012.02 |  |  | CONECT |  | FLANGE | 2 | GV | N | TANK FARM TK-1005 TOP SOUTHEAST |  | Mixed Solvents
1012.03 |  |  | CONECT |  | FLANGE | 4 | GV | N | TANK FARM TK-1005 TOP SOUTHEAST |  | Mixed Solvents
1012.04 |  |  | CONECT |  | FLANGE | 4 | GV | N | TANK FARM TK-1005 TOP SOUTHWEST |  | Mixed Solvents
1012.05 |  |  | CONECT |  | FLANGE | 3 | GV | N | TANK FARM TK-1005 TOP WEST |  | Mixed Solvents
1012.06 |  |  | CONECT |  | FLANGE | 4 | GV | N | TANK FARM TK-1005 TOP WEST |  | Mixed Solvents
1013 |  |  | RELIEF |  | CONVENT | 20 | GV | N | TANK FARM TK-1004 TOP WEST |  | Mixed Solvents
1013.01 |  |  | CONECT |  | FLGVEND | 20 | GV | N | TANK FARM TK-1004 TOP WEST |  | Mixed Solvents
1013.02 |  |  | CONECT |  | FLANGE | 4 | GV | N | TANK FARM TK-1004 TOP NORTHEAST |  | Mixed Solvents
1013.03 |  |  | CONECT |  | FLANGE | 4 | GV | N | TANK FARM TK-1004 TOP SOUTHEAST |  | Mixed Solvents
1013.04 |  |  | CONECT |  | FLANGE | 3 | GV | N | TANK FARM TK-1004 TOP WEST |  | Mixed Solvents
1013.05 |  |  | CONECT |  | FLANGE | 2 | GV | N | TANK FARM TK-1004 TOP NORTHWEST |  | Mixed Solvents
1013.06 |  |  | CONECT |  | FLANGE | 4 | GV | N | TANK FARM TK-1004 TOP NORTHWEST |  | Mixed Solvents
1014 |  |  | RELIEF |  | CONVENT | 20 | GV | N | TANK FARM TK-1003 TOP EAST |  | Mixed Solvents
1014.01 |  |  | CONECT |  | FLGVEND | 20 | GV | N | TANK FARM TK-1003 TOP EAST |  | Mixed Solvents
1014.02 |  |  | CONECT |  | FLANGE | 3 | LL | N | TANK FARM TK-1003 TOP NORTHEAST |  | Mixed Solvents
1014.03 |  |  | CONECT |  | FLANGE | 2 | LL | N | TANK FARM TK-1003 TOP NORTHEAST |  | Mixed Solvents
1014.04 |  |  | CONECT |  | FLANGE | 3 | GV | N | TANK FARM TK-1003 TOP NORTHEAST |  | Mixed Solvents
1014.05 |  |  | CONECT |  | FLANGE | 4 | GV | N | TANK FARM TK-1003 TOP SOUTHEAST |  | Mixed Solvents
1014.06 |  |  | CONECT |  | FLANGE | 3 | GV | N | TANK FARM TK-1003 TOP WEST |  | Mixed Solvents
1014.07 |  |  | CONECT |  | FLANGE | 2 | GV | N | TANK FARM TK-1003 TOP NORTHWEST |  | Mixed Solvents
1014.08 |  |  | CONECT |  | FLANGE | 3 | GV | N | TANK FARM TK-1003 TOP NORTHWEST |  | Mixed Solvents
1015 |  |  | RELIEF |  | CONVENT | 24 | GV | N | TANK FARM TK-1001 TOP SOUTH |  | Mixed Solvents
1015.01 |  |  | CONECT |  | FLGVEND | 24 | GV | N | TANK FARM TK-1001 TOP SOUTH |  | Mixed Solvents
1015.02 |  |  | CONECT |  | FLANGE | 4 | LL | N | TANK FARM TK-1001 TOP WEST |  | Mixed Solvents
1015.03 |  |  | CONECT |  | FLANGE | 4 | LL | N | TANK FARM TK-1001 TOP WEST |  | Mixed Solvents
1015.04 |  |  | CONECT |  | FLANGE | 3 | GV | N | TANK FARM TK-1001 TOP NORTH UNDER GRATING |  | Mixed Solvents
1015.05 |  |  | CONECT |  | FLANGE | 4 | GV | N | TANK FARM TK-1001 TOP NORTH UNDER GRATING |  | Mixed Solvents
1015.06 |  |  | CONECT |  | FLANGE | 1.5 | GV | N | TANK FARM TK-1001 TOP NORTH UNDER GRATING |  | Mixed Solvents
1015.07 |  |  | CONECT |  | FLANGE | 3 | GV | N | TANK FARM TK-1001 TOP NORTH UNDER GRATING |  | Mixed Solvents
1015.08 |  |  | CONECT |  | FLANGE | 3 | GV | N | TANK FARM TK-1001 TOP NORTH UNDER GRATING |  | Mixed Solvents
1015.09 |  |  | CONECT |  | FLANGE | 2 | GV | N | TANK FARM TK-1001 TOP NORTH UNDER GRATING |  | Mixed Solvents
1015.10 |  |  | CONECT |  | FLANGE | 6 | GV | N | TANK FARM TK-1001 TOP NORTH UNDER GRATING |  | Mixed Solvents
1016 |  |  | RELIEF |  | CONVENT | 24 | GV | N | TANK FARM TK-1002 TOP SOUTH |  | Mixed Solvents
1016.01 |  |  | CONECT |  | FLANGE | 3 | GV | N | TANK FARM TK-1002 TOP SOUTHWEST UNDER GRATING |  | Mixed Solvents
1016.02 |  |  | CONECT |  | FLANGE | 1 | GV | N | TANK FARM TK-1002 TOP SOUTHWEST UNDER GRATING |  | Mixed Solvents
1016.03 |  |  | CONECT |  | FLANGE | 2 | GV | N | TANK FARM TK-1002 TOP NORTH UNDER GRATING |  | Mixed Solvents
1016.04 |  |  | CONECT |  | FLANGE | 4 | GV | N | TANK FARM TK-1002 TOP NORTH UNDER GRATING |  | Mixed Solvents
1016.05 |  |  | CONECT |  | FLANGE | 2 | GV | N | TANK FARM TK-1002 TOP NORTH UNDER GRATING |  | Mixed Solvents
1016.06 |  |  | CONECT |  | FLG END | 24 | GV | N | TANK FARM TK-1002 TOP NORTH UNDER GRATING |  | Mixed Solvents
1016.07 |  |  | CONECT |  | FLANGE | 4 | LL | N | TANK FARM TK-1002 TOP NORTH UNDER GRATING |  | Mixed Solvents
1016.08 |  |  | CONECT |  | FLANGE | 6 | LL | N | TANK FARM TK-1002 TOP NORTH UNDER GRATING |  | Mixed Solvents
1016.09 |  |  | CONECT |  | FLANGE | 6 | LL | N | TANK FARM TK-1002 TOP NORTH UNDER GRATING |  | Mixed Solvents
1016.10 |  |  | CONECT |  | FLANGE | 6 | LL | N | TANK FARM TK- 1002 TOP NORTH UNDER GRATING |  | Mixed Solvents
1017 |  |  | RELIEF |  | CONVENT | 20 | GV | N | TANK FARM TK-1017 TOP NORTH |  | Mixed Solvents
1017.01 |  |  | CONECT |  | FLANGE | 4 | GV | N | TANK FARM TK-1017 TOP NORTHEAST |  | Mixed Solvents
1017.02 |  |  | CONECT |  | FLANGE | 3 | GV | N | TANK FARM TK-1017 TOP NORTHEAST |  | Mixed Solvents
1017.03 |  |  | CONECT |  | FLANGE | 3 | GV | N | TANK FARM TK-1017 TOP NORTHWEST UNDER GRATING |  | Mixed Solvents
1017.04 |  |  | CONECT |  | FLANGE | 2 | GV | N | TANK FARM TK-1017 TOP SOUTHWEST |  | Mixed Solvents
1017.05 |  |  | CONECT |  | FLG END | 24 | GV | N | TANK FARM TK-1017 TOP SOUTHWEST |  | Mixed Solvents
1017.06 |  |  | CONECT |  | FLANGE | 2 | GV | N | TANK FARM TK-1017 TOP SOUTHWEST |  | Mixed Solvents
1017A |  |  | AG |  |  | 10 | GV | N | TANK FARM TOP OF TK-1017 |  | Mixed Solvents
1017A.01 |  |  | CONECT |  | FLANGE | 12 | GV | N | TANK FARM TK-1017 TOP SOUTHWEST |  | Mixed Solvents
1018 |  |  | RELIEF |  | CONVENT | 20 | GV | N | TANK FARM TK-1018 TOP NORTH |  | Mixed Solvents
1018.01 |  |  | CONECT |  | FLANGE | 2 | GV | N | TANK FARM TK-1018 TOP NORTHEAST |  | Mixed Solvents
1018.02 |  |  | CONECT |  | FLANGE | 4 | GV | N | TANK FARM TK-1018 TOP NORTHEAST |  | Mixed Solvents
1018.03 |  |  | CONECT |  | FLANGE | 2 | GV | N | TANK FARM TK-1018 TOP NORTHWEST UNDER GRATING |  | Mixed Solvents
1018.04 |  |  | CONECT |  | FLANGE | 3 | GV | N | TANK FARM TK-1018 TOP NORTHWEST UNDER GRATING |  | Mixed Solvents
1018.05 |  |  | CONECT |  | FLANGE | 3 | GV | N | TANK FARM TK-1018 TOP SOUTHWEST |  | Mixed Solvents
1018.06 |  |  | CONECT |  | FLG END | 24 | GV | N | TANK FARM TK-1018 TOP SOUTHWEST |  | Mixed Solvents
1018A |  |  | AG |  |  | 10 | GV | N | TANK FARM TOP OF TK-1018 |  | Mixed Solvents
1018A.01 |  |  | CONECT |  | FLANGE | 12 | GV | N | TANK FARM TK-1018 TOP SOUTHWEST |  | Mixed Solvents
1019 |  |  | RELIEF |  | CONVENT | 20 | GV | N | TANK FARM TK-1019 TOP WEST |  | Mixed Solvents
1019.01 |  |  | CONECT |  | FLANGE | 3 | GV | N | TANK FARM TK-1019 TOP SOUTHWEST |  | Mixed Solvents
1019.02 |  |  | CONECT |  | FLANGE | 2 | GV | N | TANK FARM TK-1019 TOP SOUTHEAST |  | Mixed Solvents
1019.03 |  |  | CONECT |  | FLANGE | 4 | GV | N | TANK FARM TK-1019 TOP EAST |  | Mixed Solvents
1019.04 |  |  | CONECT |  | FLANGE | 3 | GV | N | TANK FARM TK-1019 TOP NORTHEAST UNDER GRATING |  | Mixed Solvents
1019.05 |  |  | CONECT |  | FLG END | 24 | GV | N | TANK FARM TK-1019 TOP NORTHEAST UNDER GRATING |  | Mixed Solvents
1019.06 |  |  | CONECT |  | FLANGE | 2 | GV | N | TANK FARM TK-1019 TOP NORTHEAST UNDER GRATING |  | Mixed Solvents
1019A |  |  | AG |  |  | 10 | GV | N | TANK FARM TOP OF TK-1019 |  | Mixed Solvents
1019A.01 |  |  | CONECT |  | FLANGE | 12 | GV | N | TANK FARM TK-1019 TOP NORTHEAST UNDER GRATING |  | Mixed Solvents
1020 |  |  | RELIEF |  | CONVENT | 20 | GV | N | TANK FARM TK-1007 TOP EAST |  | Mixed Solvents
1020.01 |  |  | CONECT |  | FLGVEND | 20 | GV | N | TANK FARM TK-1007 TOP EAST |  | Mixed Solvents
1020.02 |  |  | CONECT |  | FLANGE | 1.5 | GV | N | TANK FARM TK-1007 TOP SOUTHEAST |  | Mixed Solvents
1020.03 |  |  | CONECT |  | FLANGE | 4 | GV | N | TANK FARM TK-1007 TOP SOUTHEAST |  | Mixed Solvents
1020.04 |  |  | CONECT |  | FLANGE | 3 | GV | N | TANK FARM TK-1007 TOP NORTHEAST |  | Mixed Solvents
1020.05 |  |  | CONECT |  | FLANGE | 4 | GV | N | TANK FARM TK-1007 TOP NORTHEAST |  | Mixed Solvents
1020.06 |  |  | CONECT |  | FLANGE | 4 | GV | N | TANK FARM TK-1007 TOP NORTHWEST |  | Mixed Solvents
1021 |  |  | RELIEF |  | CONVENT | 20 | GV | N | TANK FARM TK-1008 TOP EAST |  | Mixed Solvents
1021.01 |  |  | CONECT |  | FLGVEND | 20 | GV | N | TANK FARM TK-1008 TOP EAST |  | Mixed Solvents
1021.02 |  |  | CONECT |  | FLANGE | 4 | GV | N | TANK FARM TK-1008 TOP SOUTHEAST |  | Mixed Solvents
1021.03 |  |  | CONECT |  | FLANGE | 4 | GV | N | TANK FARM TK-1008 TOP NORTHEAST |  | Mixed Solvents
1021.04 |  |  | CONECT |  | FLANGE | 3 | GV | N | TANK FARM TK-1008 TOP NORTHWEST |  | Mixed Solvents
1021.05 |  |  | CONECT |  | FLANGE | 2 | GV | N | TANK FARM TK-1008 TOP NORTHWEST |  | Mixed Solvents
1021.06 |  |  | CONECT |  | FLANGE | 3 | GV | N | TANK FARM TK-1008 TOP WEST |  | Mixed Solvents
1022 |  |  | RELIEF |  | CONVENT | 20 | GV | N | TANK FARM TK-1009 TOP EAST |  | Mixed Solvents
1022.01 |  |  | CONECT |  | FLGVEND | 20 | GV | N | TANK FARM TK-1009 TOP EAST |  | Mixed Solvents
1022.02 |  |  | CONECT |  | FLANGE | 4 | GV | N | TANK FARM TK-1009 TOP SOUTHEAST |  | Mixed Solvents
1022.03 |  |  | CONECT |  | FLANGE | 4 | GV | N | TANK FARM TK-1009 TOP NORTHEAST |  | Mixed Solvents
1022.04 |  |  | CONECT |  | FLANGE | 4 | GV | N | TANK FARM TK-1009 TOP NORTHWEST |  | Mixed Solvents
1022.05 |  |  | CONECT |  | FLANGE | 2 | GV | N | TANK FARM TK-1009 TOP NORTHWEST |  | Mixed Solvents
1022.06 |  |  | CONECT |  | FLANGE | 3 | GV | N | TANK FARM TK-1009 TOP WEST |  | Mixed Solvents
1023 |  |  | RELIEF |  | CONVENT | 20 | GV | N | TANK FARM TK-1010 TOP EAST |  | Mixed Solvents
1023.01 |  |  | CONECT |  | FLGVEND | 20 | GV | N | TANK FARM TK-1010 TOP EAST |  | Mixed Solvents
1023.02 |  |  | CONECT |  | FLANGE | 4 | GV | N | TANK FARM TK-1010 TOP EAST |  | Mixed Solvents
1023.03 |  |  | CONECT |  | FLANGE | 3 | GV | N | TANK FARM TK-1010 TOP SOUTHEAST |  | Mixed Solvents
1023.04 |  |  | CONECT |  | FLANGE | 4 | GV | N | TANK FARM TK-1010 TOP WEST |  | Mixed Solvents
1023.05 |  |  | CONECT |  | FLANGE | 2 | GV | N | TANK FARM TK-1010 TOP SOUTHWEST |  | Mixed Solvents
1023.06 |  |  | CONECT |  | FLANGE | 4 | GV | N | TANK FARM TK-1010 TOP SOUTHWEST |  | Mixed Solvents
1024 |  |  | RELIEF |  | CONVENT | 20 | GV | N | TANK FARM TK-1011 TOP EAST |  | Mixed Solvents
1024.01 |  |  | CONECT |  | FLGVEND | 20 | GV | N | TANK FARM TK-1011 TOP EAST |  | Mixed Solvents
1024.02 |  |  | CONECT |  | FLANGE | 4 | GV | N | TANK FARM TK-1011 TOP EAST |  | Mixed Solvents
1024.03 |  |  | CONECT |  | FLANGE | 3 | GV | N | TANK FARM TK-1011 TOP SOUTHEAST |  | Mixed Solvents
1024.04 |  |  | CONECT |  | FLANGE | 4 | GV | N | TANK FARM TK-1011 TOP WEST |  | Mixed Solvents
1024.05 |  |  | CONECT |  | FLANGE | 2 | GV | N | TANK FARM TK-1011 TOP SOUTHWEST |  | Mixed Solvents
1024.06 |  |  | CONECT |  | FLANGE | 4 | GV | N | TANK FARM TK-1011 TOP SOUTHWEST |  | Mixed Solvents
1025 |  |  | RELIEF |  | CONVENT | 20 | GV | N | TANK FARM TK-1012 TOP EAST |  | Mixed Solvents
1025.01 |  |  | CONECT |  | FLGVEND | 20 | GV | N | TANK FARM TK-1012 TOP EAST |  | Mixed Solvents
1025.02 |  |  | CONECT |  | FLANGE | 4 | GV | N | TANK FARM TK-1012 TOP EAST |  | Mixed Solvents
1025.03 |  |  | CONECT |  | FLANGE | 3 | GV | N | TANK FARM TK-1012 TOP SOUTHEAST |  | Mixed Solvents
1025.04 |  |  | CONECT |  | FLANGE | 4 | GV | N | TANK FARM TK-1012 TOP WEST |  | Mixed Solvents
1025.05 |  |  | CONECT |  | FLANGE | 4 | GV | N | TANK FARM TK-1012 TOP SOUTHWEST |  | Mixed Solvents
1025.06 |  |  | CONECT |  | FLANGE | 2 | GV | N | TANK FARM TK-1012 TOP SOUTHWEST |  | Mixed Solvents
1026 |  |  | RELIEF |  | CONVENT | 20 | GV | N | TANK FARM TK-1013 TOP EAST |  | Mixed Solvents
1026.01 |  |  | CONECT |  | FLGVEND | 20 | GV | N | TANK FARM TK-1013 TOP EAST |  | Mixed Solvents
1026.02 |  |  | CONECT |  | FLANGE | 3 | GV | N | TANK FARM TK-1013 TOP NORTHEAST |  | Mixed Solvents
1026.03 |  |  | CONECT |  | FLANGE | 4 | GV | N | TANK FARM TK-1013 TOP NORTHEAST |  | Mixed Solvents
1026.04 |  |  | CONECT |  | FLANGE | 2 | GV | N | TANK FARM TK-1013 TOP SOUTHEAST |  | Mixed Solvents
1026.05 |  |  | CONECT |  | FLANGE | 4 | GV | N | TANK FARM TK-1013 TOP SOUTHEAST |  | Mixed Solvents
1026.06 |  |  | CONECT |  | FLANGE | 4 | GV | N | TANK FARM TK-1013 TOP SOUTHWEST |  | Mixed Solvents
1027 |  |  | RELIEF |  | CONVENT | 20 | GV | N | TANK FARM TK-1014 TOP EAST |  | Mixed Solvents
1027.01 |  |  | CONECT |  | FLGVEND | 20 | GV | N | TANK FARM TK-1014 TOP EAST |  | Mixed Solvents
1027.02 |  |  | CONECT |  | FLANGE | 4 | GV | N | TANK FARM TK-1014 TOP NORTHEAST |  | Mixed Solvents
1027.03 |  |  | CONECT |  | FLANGE | 4 | GV | N | TANK FARM TK-1014 TOP SOUTHEAST |  | Mixed Solvents
1027.04 |  |  | CONECT |  | FLANGE | 3 | GV | N | TANK FARM TK-1014 TOP WEST |  | Mixed Solvents
1027.05 |  |  | CONECT |  | FLANGE | 2 | GV | N | TANK FARM TK-1014 TOP NORTHWEST |  | Mixed Solvents
1027.06 |  |  | CONECT |  | FLANGE | 3 | GV | N | TANK FARM TK-1014 TOP NORTHWEST |  | Mixed Solvents
1028 |  |  | RELIEF |  | CONVENT | 20 | GV | N | TANK FARM TK-1015 TOP EAST |  | Mixed Solvents
1028.01 |  |  | CONECT |  | FLGVEND | 20 | GV | N | TANK FARM TK-1015 TOP EAST |  | Mixed Solvents
1028.02 |  |  | CONECT |  | FLANGE | 4 | GV | N | TANK FARM TK-1015 TOP NORTHEAST |  | Mixed Solvents
1028.03 |  |  | CONECT |  | FLANGE | 4 | GV | N | TANK FARM TK-1015 TOP SOUTHEAST |  | Mixed Solvents
1028.04 |  |  | CONECT |  | FLANGE | 3 | GV | N | TANK FARM TK-1015 TOP WEST |  | Mixed Solvents
1028.05 |  |  | CONECT |  | FLANGE | 2 | GV | N | TANK FARM TK-1015 TOP NORTHWEST |  | Mixed Solvents
1028.06 |  |  | CONECT |  | FLANGE | 3 | GV | N | TANK FARM TK-1015 TOP NORTHWEST |  | Mixed Solvents
1028.07 |  |  | CONECT |  | FLANGE | 6 | GV | N | TANK FARM TK-1015 TOP NORTHWEST |  | Mixed Solvents
1029 |  |  | RELIEF |  | CONVENT | 20 | GV | N | TANK FARM TK-1016 TOP EAST |  | Mixed Solvents
1029.01 |  |  | CONECT |  | FLGVEND | 20 | GV | N | TANK FARM TK-1016 TOP EAST |  | Mixed Solvents
1029.02 |  |  | CONECT |  | FLANGE | 4 | GV | N | TANK FARM TK-1016 TOP NORTHEAST |  | Mixed Solvents
1029.03 |  |  | CONECT |  | FLANGE | 4 | GV | N | TANK FARM TK-1016 TOP SOUTHEAST |  | Mixed Solvents
1029.04 |  |  | CONECT |  | FLANGE | 3 | GV | N | TANK FARM TK-1016 TOP WEST |  | Mixed Solvents
1029.05 |  |  | CONECT |  | FLANGE | 2 | GV | N | TANK FARM TK-1016 TOP NORTHWEST |  | Mixed Solvents
1029.06 |  |  | CONECT |  | FLANGE | 3 | GV | N | TANK FARM TK-1016 TOP NORTHWEST |  | Mixed Solvents
1030 |  |  | RELIEF |  | CONVENT | 20 | GV | N | TANK FARM TK-1023 TOP SOUTH |  | Mixed Solvents
1030.01 |  |  | CONECT |  | FLGVEND | 20 | GV | N | TANK FARM TK-1023 TOP SOUTH |  | Mixed Solvents
1030.02 |  |  | CONECT |  | FLANGE | 4 | GV | N | TANK FARM TK-1023 TOP SOUTHWEST |  | Mixed Solvents
1030.03 |  |  | CONECT |  | FLANGE | 3 | GV | N | TANK FARM TK-1023 TOP SOUTHWEST |  | Mixed Solvents
1030.04 |  |  | CONECT |  | FLANGE | 3 | GV | N | TANK FARM TK-1023 TOP NORTHEAST UNDER GRATING |  | Mixed Solvents
1030.05 |  |  | CONECT |  | FLANGE | 2 | GV | N | TANK FARM TK-1023 TOP NORTH |  | Mixed Solvents
1030.06 |  |  | CONECT |  | FLANGE | 2 | GV | N | TANK FARM TK-1023 TOP NORTH |  | Mixed Solvents
1030A.01 |  |  | CONECT |  | FLANGE | 12 | GV | N | TANK FARM TK-1023 TOP NORTH |  | Mixed Solvents
1031 |  |  | RELIEF |  | CONVENT | 20 | GV | N | TANK FARM TK-1022 TOP NORTH |  | Mixed Solvents
1031.01 |  |  | CONECT |  | FLGVEND | 20 | GV | N | TANK FARM TK-1022 TOP NORTH |  | Mixed Solvents
1031.02 |  |  | CONECT |  | FLANGE | 2 | GV | N | TANK FARM TK-1022 TOP SOUTHEAST UNDER GRATING |  | Mixed Solvents
1031.03 |  |  | CONECT |  | FLANGE | 4 | GV | N | TANK FARM TK-1022 TOP SOUTHWEST |  | Mixed Solvents
1031.04 |  |  | CONECT |  | FLANGE | 3 | GV | N | TANK FARM TK-1022 TOP SOUTHWEST |  | Mixed Solvents
1031.05 |  |  | CONECT |  | FLANGE | 2 | GV | N | TANK FARM TK-1022 TOP NORTHEAST |  | Mixed Solvents
1031.06 |  |  | CONECT |  | FLANGE | 3 | GV | N | TANK FARM TK-1022 TOP NORTHEAST UNDER GRATING |  | Mixed Solvents
1031A.01 |  |  | CONECT |  | FLANGE | 12 | GV | N | TANK FARM TK-1021 TOP EAST |  | Mixed Solvents
1032 |  |  | RELIEF |  | CONVENT | 20 | GV | N | TANK FARM TK-1021 TOP EAST |  | Mixed Solvents
1032.01 |  |  | CONECT |  | FLANGE | 2 | GV | N | TANK FARM TK-1021 TOP SOUTHEAST UNDER GRATING |  | Mixed Solvents
1032.02 |  |  | CONECT |  | FLANGE | 4 | GV | N | TANK FARM TK-1021 TOP SOUTHWEST |  | Mixed Solvents
1032.03 |  |  | CONECT |  | FLANGE | 3 | GV | N | TANK FARM TK-1021 TOP NORTHEAST UNDER GRATING |  | Mixed Solvents
1032.04 |  |  | CONECT |  | FLG END | 20 | GV | N | TANK FARM TK-1021 TOP NORTHEAST UNDER GRATING |  | Mixed Solvents
1032.05 |  |  | CONECT |  | FLANGE | 3 | GV | N | TANK FARM TK-1021 TOP NORTHEAST UNDER GRATING |  | Mixed Solvents
1032.06 |  |  | CONECT |  | FLANGE | 2 | GV | N | TANK FARM TK-1021 TOP NORTHEAST UNDER GRATING |  | Mixed Solvents
1032A |  |  | AG |  |  | 10 | GV | N | TANK FARM TOP OF TK-1021 |  | Mixed Solvents
1032A.01 |  |  | CONECT |  | FLANGE | 12 | GV | N | TANK FARM TK-1021 TOP NORTHEAST UNDER GRATING |  | Mixed Solvents
1033 |  |  | RELIEF |  | CONVENT | 20 | GV | N | TANK FARM TK-1020 TOP EAST |  | Mixed Solvents
1033.01 |  |  | CONECT |  | FLANGE | 2 | GV | N | TANK FARM TK-1020 TOP SOUTHEAST UNDER GRATING |  | Mixed Solvents
1033.02 |  |  | CONECT |  | FLANGE | 4 | GV | N | TANK FARM TK-1020 TOP SOUTHWEST |  | Mixed Solvents
1033.03 |  |  | CONECT |  | FLANGE | 3 | GV | N | TANK FARM TK-1020 TOP NORTHEAST UNDER GRATING |  | Mixed Solvents
1033A |  |  | AG |  |  | 10 | GV | N | TANK FARM TOP OF TK-1020 |  | Mixed Solvents
1034 |  |  | CLVS-H |  | V-CONT | 3 | GV | N | TANK FARM NORTH TRAILER STATION O/H |  | Mixed Solvents
1034.01 |  |  | CLVS-H |  | CVS-FLGVE | 3 | GV | N | TANK FARM NORTH TRAILER STATION O/H |  | Mixed Solvents
1034.02 |  |  | CLVS-H |  | OEL | 3 | GV | N | TANK FARM NORTH TRAILER STATION O/H |  | Mixed Solvents
1034.04 |  |  | CONECT |  | FLG END | 20 | GV | N | TANK FARM TK-1020 TOP NORTHEAST UNDER GRATING |  | Mixed Solvents
1034.05 |  |  | CONECT |  | FLANGE | 3 | GV | N | TANK FARM TK-1020 TOP NORTHEAST UNDER GRATING |  | Mixed Solvents
1034.06 |  |  | CONECT |  | FLANGE | 2 | GV | N | TANK FARM TK-1020 TOP NORTHEAST UNDER GRATING |  | Mixed Solvents
1034A.01 |  |  | CONECT |  | FLANGE | 12 | GV | N | TANK FARM TK-1020 TOP NORTHEAST UNDER GRATING |  | Mixed Solvents
1035 |  |  | CLVS-H |  | V-CONT | 3 | GV | N | TANK FARM NORTH TRAILER STATION O/H |  | Mixed Solvents
1035.01 |  |  | CLVS-H |  | CVS-FLGVE | 3 | GV | N | TANK FARM NORTH TRAILER STATION O/H |  | Mixed Solvents
1035.02 |  |  | CLVS-H |  | OEL | 3 | GV | N | TANK FARM NORTH TRAILER STATION O/H |  | Mixed Solvents
1036 |  |  | CLVS-H |  | V-CONT | 3 | GV | N | TANK FARM SOUTH TRAILER STATION O/H |  | Mixed Solvents
1036.01 |  |  | CLVS-H |  | CVS-FLGVE | 3 | GV | N | TANK FARM SOUTH TRAILER STATION O/H |  | Mixed Solvents
1036.02 |  |  | CLVS-H |  | OEL | 3 | GV | N | TANK FARM SOUTH TRAILER STATION O/H |  | Mixed Solvents
1037 |  |  | CLVS-H |  | V-CONT | 3 | GV | N | TANK FARM SOUTH TRAILER STATION O/H |  | Mixed Solvents
1037.01 |  |  | CLVS-H |  | CVS-FLGVE | 3 | GV | N | TANK FARM SOUTH TRAILER STATION O/H |  | Mixed Solvents
1037.02 |  |  | CLVS-H |  | OEL | 3 | GV | N | TANK FARM SOUTH TRAILER STATION O/H |  | Mixed Solvents
1038 |  |  | CLVS-H |  | VALVE | 3 | GV | N | TANK FARM TK-2016 TOP |  | Mixed Solvents
1038.01 |  |  | CLVS-H |  | CVS-FLGVE | 3 | GV | N | TANK FARM TK-2016 TOP |  | Mixed Solvents
1038.02 |  |  | CLVS-H |  | CVS-FLGVE | 3 | GV | N | TANK FARM TK-2016 TOP |  | Mixed Solvents
1038.03 |  |  | CLVS-H |  | FLANGE | 4 | GV | N | TANK FARM TK-2016 TOP |  | Mixed Solvents
1039 |  |  | CLVS-H |  | VALVE | 3 | GV | N | TANK FARM TK-2016 TOP |  | Mixed Solvents
1039.01 |  |  | CLVS-H |  | CVS-FLGVE | 3 | GV | N | TANK FARM TK-2016 TOP |  | Mixed Solvents
1039.02 |  |  | CLVS-H |  | CVS-FLGVE | 3 | GV | N | TANK FARM TK-2016 TOP |  | Mixed Solvents
1039.03 |  |  | CLVS-H |  | FLAME ARRESTOR | 3 | GV | N | TANK FARM TK-2016 TOP |  | Mixed Solvents
1040 |  |  | CLVS-H |  | VALVE | 1 | GV | N | TANK FARM EAST OF TK-2016 TOP |  | Mixed Solvents
1040.01 |  |  | CLVS-H |  | SCRVEND | 1 | GV | N | TANK FARM EAST OF TK-2016 TOP |  | Mixed Solvents
1040.02 |  |  | CLVS-H |  | REDUCER | 0.5 | GV | N | TANK FARM EAST OF TK-2016 TOP |  | Mixed Solvents
1040.03 |  |  | CLVS-H |  | NIPPLE | 0.5 | GV | N | TANK FARM EAST OF TK-2016 TOP |  | Mixed Solvents
1040.04 |  |  | CLVS-H |  | BUSHING | 0.75 | GV | N | TANK FARM EAST OF TK-2016 TOP |  | Mixed Solvents
1040.05 |  |  | CLVS-H |  | REDUCER | 0.5 | GV | N | TANK FARM EAST OF TK-2016 TOP |  | Mixed Solvents
1040.06 |  |  | CLVS-H |  | TUBE FITTING | 0.125 | GV | N | TANK FARM EAST OF TK-2016 TOP |  | Mixed Solvents
1041 |  |  | CLVS-H |  | V-REG | 4 | GV | N | TANK FARM EAST OF TK-2016 TOP |  | Mixed Solvents
1041.01 |  |  | CLVS-H |  | CVS-FLGVE | 4 | GV | N | TANK FARM EAST OF TK-2016 TOP |  | Mixed Solvents
1041.02 |  |  | CLVS-H |  | CVS-FLGVE | 4 | GV | N | TANK FARM EAST OF TK-2016 TOP |  | Mixed Solvents
1041.03 |  |  | CLVS-H |  | TUBE FITTING | 0.125 | GV | N | TANK FARM EAST OF TK-2016 TOP |  | Mixed Solvents
1042 |  |  | CLVS-H |  | VALVE | 3 | GV | N | TANK FARM TK-2015 TOP |  | Mixed Solvents
1042.01 |  |  | CLVS-H |  | CVS-FLGVE | 3 | GV | N | TANK FARM TK-2015 TOP |  | Mixed Solvents
1042.02 |  |  | CLVS-H |  | CVS-FLGVE | 3 | GV | N | TANK FARM TK-2015 TOP |  | Mixed Solvents
1042.03 |  |  | CLVS-H |  | FLANGE | 4 | GV | N | TANK FARM TK-2015 TOP |  | Mixed Solvents
1042.04 |  |  | CLVS-H |  | FLAME ARRESTOR | 3 | GV | N | TANK FARM TK-2015 TOP |  | Mixed Solvents
1042.05 |  |  | CLVS-H |  | FLANGED END | 3 | GV | N | TANK FARM TK-2015 TOP |  | Mixed Solvents
1043 |  |  | CLVS-H |  | VALVE | 3 | GV | N | TANK FARM TK-2015 TOP |  | Mixed Solvents
1043.01 |  |  | CLVS-H |  | CVS-FLGVE | 3 | GV | N | TANK FARM TK-2015 TOP |  | Mixed Solvents
1043.02 |  |  | CLVS-H |  | CVS-FLGVE | 3 | GV | N | TANK FARM TK-2015 TOP |  | Mixed Solvents
1043.03 |  |  | CLVS-H |  | FLANGE | 8 | GV | D | TANK FARM NORTHEAST OF TK-2015 TOP |  | Mixed Solvents
1044 |  |  | CLVS-H |  | VALVE | 3 | GV | N | TANK FARM TK-2014 TOP |  | Mixed Solvents
1044.01 |  |  | CLVS-H |  | CVS-FLGVE | 3 | GV | N | TANK FARM TK-2014 TOP |  | Mixed Solvents
1044.02 |  |  | CLVS-H |  | CVS-FLGVE | 3 | GV | N | TANK FARM TK-2014 TOP |  | Mixed Solvents
1044.03 |  |  | CLVS-H |  | FLANGE | 4 | GV | N | TANK FARM TK-2014 TOP |  | Mixed Solvents
1044.04 |  |  | CLVS-H |  | FLAME ARRESTOR | 3 | GV | N | TANK FARM TK-2014 TOP |  | Mixed Solvents
1044.05 |  |  | CLVS-H |  | FLANGED END | 3 | GV | N | TANK FARM TK-2014 TOP |  | Mixed Solvents
1045 |  |  | CLVS-H |  | VALVE | 3 | GV | N | TANK FARM TK-2014 TOP |  | Mixed Solvents
1045.01 |  |  | CLVS-H |  | CVS-FLGVE | 3 | GV | N | TANK FARM TK-2014 TOP |  | Mixed Solvents
1045.02 |  |  | CLVS-H |  | CVS-FLGVE | 3 | GV | N | TANK FARM TK-2014 TOP |  | Mixed Solvents
1046 |  |  | CLVS-H |  | VALVE | 3 | GV | N | TANK FARM TK-2013 TOP |  | Mixed Solvents
1046.01 |  |  | CLVS-H |  | CVS-FLGVE | 3 | GV | N | TANK FARM TK-2013 TOP |  | Mixed Solvents
1046.02 |  |  | CLVS-H |  | CVS-FLGVE | 3 | GV | N | TANK FARM TK-2013 TOP |  | Mixed Solvents
1046.03 |  |  | CLVS-H |  | FLANGE | 4 | GV | N | TANK FARM TK-2013 TOP |  | Mixed Solvents
1046.04 |  |  | CLVS-H |  | FLAME ARRESTOR | 3 | GV | N | TANK FARM TK-2013 TOP |  | Mixed Solvents
1046.05 |  |  | CLVS-H |  | FLANGED END | 3 | GV | N | TANK FARM TK-2013 TOP |  | Mixed Solvents
1047 |  |  | CLVS-H |  | VALVE | 3 | GV | N | TANK FARM TK-2013 TOP |  | Mixed Solvents
1047.01 |  |  | CLVS-H |  | CVS-FLGVE | 3 | GV | N | TANK FARM TK-2013 TOP |  | Mixed Solvents
1047.02 |  |  | CLVS-H |  | CVS-FLGVE | 3 | GV | N | TANK FARM TK-2013 TOP |  | Mixed Solvents
1048 |  |  | CLVS-H |  | VALVE | 3 | GV | N | TANK FARM TK-2012 TOP |  | Mixed Solvents
1048.01 |  |  | CLVS-H |  | CVS-FLGVE | 3 | GV | N | TANK FARM TK-2012 TOP |  | Mixed Solvents
1048.02 |  |  | CLVS-H |  | CVS-FLGVE | 3 | GV | N | TANK FARM TK-2012 TOP |  | Mixed Solvents
1048.03 |  |  | CLVS-H |  | FLANGE | 4 | GV | N | TANK FARM TK-2012 TOP |  | Mixed Solvents
1048.04 |  |  | CLVS-H |  | FLAME ARRESTOR | 3 | GV | N | TANK FARM TK-2012 TOP |  | Mixed Solvents
1048.05 |  |  | CLVS-H |  | FLANGED END | 3 | GV | N | TANK FARM TK-2012 TOP |  | Mixed Solvents
1049 |  |  | CLVS-H |  | VALVE | 3 | GV | N | TANK FARM TK-2012 TOP |  | Mixed Solvents
1049.01 |  |  | CLVS-H |  | FLANGED END | 3 | GV | N | TANK FARM TK-2012 TOP |  | Mixed Solvents
1049.02 |  |  | CLVS-H |  | FLANGED END | 3 | GV | N | TANK FARM TK-2012 TOP |  | Mixed Solvents
1050 |  |  | CLVS-H |  | VALVE | 3 | GV | N | TANK FARM TK-2009 TOP |  | Mixed Solvents
1050.01 |  |  | CLVS-H |  | CVS-FLGVE | 3 | GV | N | TANK FARM TK-2009 TOP |  | Mixed Solvents
1050.02 |  |  | CLVS-H |  | CVS-FLGVE | 3 | GV | N | TANK FARM TK-2009 TOP |  | Mixed Solvents
1050.03 |  |  | CLVS-H |  | FLANGE | 3 | GV | N | TANK FARM TK-2009 TOP |  | Mixed Solvents
1050.04 |  |  | CLVS-H |  | FLAME ARRESTOR | 3 | GV | N | TANK FARM TK-2009 TOP |  | Mixed Solvents
1050.05 |  |  | CLVS-H |  | FLANGED END | 3 | GV | N | TANK FARM TK-2009 TOP |  | Mixed Solvents
1051 |  |  | CLVS-H |  | VALVE | 3 | GV | N | TANK FARM TK-2009 TOP |  | Mixed Solvents
1051.01 |  |  | CLVS-H |  | CVS-FLGVE | 3 | GV | N | TANK FARM TK-2009 TOP |  | Mixed Solvents
1051.02 |  |  | CLVS-H |  | CVS-FLGVE | 3 | GV | N | TANK FARM TK-2009 TOP |  | Mixed Solvents
1051A |  |  | CLVS-H |  | VALVE | 3 | GV | N | TANK FARM TK-2009 TOP |  | Mixed Solvents
1051A.01 |  |  | CLVS-H |  | CLVS-H FLANGE OUT | 3 | GV | N | TANK FARM TK-2009 TOP |  | Mixed Solvents
1051B |  |  | CLVS-H |  | CLVS-H BALL VALVE | 1.5 | GV | N | TANK FARM TK-2009 TOP |  | Mixed Solvents
1051B.01 |  |  | CLVS-H |  | CLVS-H VCOUT | 1.5 | GV | N | TANK FARM TK-2009 TOP |  | Mixed Solvents
1051B.02 |  |  | CLVS-H |  | REDUCER | 0.5 | GV | N | TANK FARM TK-2009 TOP |  | Mixed Solvents
1051B.03 |  |  | CLVS-H |  | UNION INLET | 0.5 | GV | N | TANK FARM TK-2009 TOP |  | Mixed Solvents
1051B.04 |  |  | CLVS-H |  | UNION | 0.5 | GV | N | TANK FARM TK-2009 TOP |  | Mixed Solvents
1051B.05 |  |  | CLVS-H |  | UNION OUTLET | 0.5 | GV | N | TANK FARM TK-2009 TOP |  | Mixed Solvents
1051C |  |  | CLVS-H |  | CLVS-H BALL VALVE | 1.5 | GV | N | TANK FARM TK-2009 TOP |  | Mixed Solvents
1051C.01 |  |  | CLVS-H |  | CLVS-H VCOUT | 1.5 | GV | N | TANK FARM TK-2009 TOP |  | Mixed Solvents
1051C.02 |  |  | CLVS-H |  | REDUCER | 0.5 | GV | N | TANK FARM TK-2009 TOP |  | Mixed Solvents
1051C.03 |  |  | CLVS-H |  | UNION INLET | 0.5 | GV | N | TANK FARM TK-2009 TOP |  | Mixed Solvents
1051C.04 |  |  | CLVS-H |  | UNION | 0.5 | GV | N | TANK FARM TK-2009 TOP |  | Mixed Solvents
1051C.05 |  |  | CLVS-H |  | UNION OUTLET | 0.5 | GV | N | TANK FARM TK-2009 TOP |  | Mixed Solvents
1051D |  |  | CLVS-H |  | CLVS-H BALL VALVE | 0.5 | GV | N | TANK FARM TK-2009 TOP |  | Mixed Solvents
1051D.01 |  |  | CLVS-H |  | CLVS-H VCOUT | 0.5 | GV | N | TANK FARM TK-2009 TOP |  | Mixed Solvents
1051D.02 |  |  | CLVS-H |  | PLUG | 0.5 | GV | N | TANK FARM TK-2009 TOP |  | Mixed Solvents
1051E |  |  | CLVS-H |  | CLVS-H BALL VALVE | 1.5 | GV | N | TANK FARM TK-2009 TOP |  | Mixed Solvents
1051F |  |  | CLVS-H |  | CLVS-H BALL VALVE | 0.75 | GV | N | TANK FARM TK-2009 TOP |  | Mixed Solvents
1051F.01 |  |  | CLVS-H |  | FLANGE | 0.75 | GV | N | TANK FARM TK-2009 TOP |  | Mixed Solvents
1051F.02 |  |  | CLVS-H |  | NIPPLE | 0.75 | GV | N | TANK FARM TK-2009 TOP |  | Mixed Solvents
1051G |  |  | CLVS-H |  | CLVS-H INSTRUMENTATION | 0.75 | GV | N | TANK FARM TK-2009 TOP, NITROGEN REGULATOR |  | Mixed Solvents
1051G.01 |  |  | CLVS-H |  | NIPPLE | 0.75 | GV | N | TANK FARM TK-2009 TOP, NITROGEN REGULATOR |  | Mixed Solvents
1052 |  |  | CLVS-H |  | VALVE | 3 | GV | N | TANK FARM TK-2010 TOP |  | Mixed Solvents
1052.01 |  |  | CLVS-H |  | CVS-FLGVE | 3 | GV | N | TANK FARM TK-2010 TOP |  | Mixed Solvents
1052.02 |  |  | CLVS-H |  | CVS-FLGVE | 3 | GV | N | TANK FARM TK-2010 TOP |  | Mixed Solvents
1052.03 |  |  | CLVS-H |  | FLANGE | 3 | GV | N | TANK FARM TK-2010 TOP |  | Mixed Solvents
1052.04 |  |  | CLVS-H |  | FLAME ARRESTOR | 3 | GV | N | TANK FARM TK-2010 TOP |  | Mixed Solvents
1052.05 |  |  | CLVS-H |  | FLANGED END | 3 | GV | N | TANK FARM TK-2010 TOP |  | Mixed Solvents
1053 |  |  | CLVS-H |  | VALVE | 3 | GV | N | TANK FARM TK-2010 TOP |  | Mixed Solvents
1053.01 |  |  | CLVS-H |  | CVS-FLGVE | 3 | GV | N | TANK FARM TK-2010 TOP |  | Mixed Solvents
1053.02 |  |  | CLVS-H |  | CVS-FLGVE | 3 | GV | N | TANK FARM TK-2010 TOP |  | Mixed Solvents
1053A |  |  | CLVS-H |  | V-REG | 3 | GV | N | TANK FARM TK-2010 TOP, 3-WAY VALVE |  | Mixed Solvents
1053A.01 |  |  | CLVS-H |  | CLVS-H FLANGE OUT | 3 | GV | N | TANK FARM TK-2010 TOP, 3-WAY VALVE |  | Mixed Solvents
1053B |  |  | CLVS-H |  | CLVS-H BALL VALVE | 1.5 | GV | N | TANK FARM TK-2010 TOP, INSTRUMENT TREE |  | Mixed Solvents
1053B.01 |  |  | CLVS-H |  | CLVS-H VCOUT | 1.5 | GV | N | TANK FARM TK-2010 TOP, INSTRUMENT TREE |  | Mixed Solvents
1053B.02 |  |  | CLVS-H |  | REDUCER | 1.5 | GV | N | TANK FARM TK-2010 TOP, INSTRUMENT TREE |  | Mixed Solvents
1053B.03 |  |  | CLVS-H |  | 90 DEGREE | 0.5 | GV | N | TANK FARM TK-2010 TOP, INSTRUMENT TREE |  | Mixed Solvents
1053B.04 |  |  | CLVS-H |  | 90 DEGREE OUTLET | 0.5 | GV | N | TANK FARM TK-2010 TOP, INSTRUMENT TREE |  | Mixed Solvents
1053B.05 |  |  | CLVS-H |  | UNION INLET | 0.5 | GV | N | TANK FARM TK-2010 TOP, INSTRUMENT TREE |  | Mixed Solvents
1053B.06 |  |  | CLVS-H |  | UNION | 0.5 | GV | N | TANK FARM TK-2010 TOP, INSTRUMENT TREE |  | Mixed Solvents
1053B.07 |  |  | CLVS-H |  | UNION OUTLET | 0.5 | GV | N | TANK FARM TK-2010 TOP, INSTRUMENT TREE |  | Mixed Solvents
1053C |  |  | CLVS-H |  | CLVS-H BALL VALVE | 1.5 | GV | N | TANK FARM TK-2010 TOP, INSTRUMENT TREE |  | Mixed Solvents
1053C.01 |  |  | CLVS-H |  | CLVS-H VCOUT | 1.5 | GV | N | TANK FARM TK-2010 TOP, INSTRUMENT TREE |  | Mixed Solvents
1053C.02 |  |  | CLVS-H |  | REDUCER | 0.5 | GV | N | TANK FARM TK-2010 TOP, INSTRUMENT TREE |  | Mixed Solvents
1053C.03 |  |  | CLVS-H |  | UNION INLET | 0.5 | GV | N | TANK FARM TK-2010 TOP, INSTRUMENT TREE |  | Mixed Solvents
1053C.04 |  |  | CLVS-H |  | UNION | 0.5 | GV | N | TANK FARM TK-2010 TOP, INSTRUMENT TREE |  | Mixed Solvents
1053C.05 |  |  | CLVS-H |  | UNION OUTLET | 0.5 | GV | N | TANK FARM TK-2010 TOP, INSTRUMENT TREE |  | Mixed Solvents
1053D |  |  | CLVS-H |  | CLVS-H BALL VALVE | 0.5 | GV | N | TANK FARM TK-2010 TOP, INSTRUMENT TREE |  | Mixed Solvents
1053D.01 |  |  | CLVS-H |  | CLVS-H VCOUT | 0.5 | GV | N | TANK FARM TK-2010 TOP, INSTRUMENT TREE |  | Mixed Solvents
1053D.02 |  |  | CLVS-H |  | PLUG | 0.5 | GV | N | TANK FARM TK-2010 TOP, INSTRUMENT TREE |  | Mixed Solvents
1053E |  |  | CLVS-H |  | CLVS-H BALL VALVE | 1.5 | GV | N | TANK FARM TK-2010 TOP, INSTRUMENT TREE |  | Mixed Solvents
1053F |  |  | CLVS-H |  | CLVS-H BALL VALVE | 0.75 | GV | N | TANK FARM TK-2010 TOP, NITROGEN REGULATOR |  | Mixed Solvents
1053F.01 |  |  | CLVS-H |  | FLANGE | 0.75 | GV | N | TANK FARM TK-2010 TOP, NITROGEN REGULATOR |  | Mixed Solvents
1053F.02 |  |  | CLVS-H |  | NIPPLE | 0.75 | GV | N | TANK FARM TK-2010 TOP, NITROGEN REGULATOR |  | Mixed Solvents
1053G |  |  | CLVS-H |  | V-REG | 0.75 | GV | N | TANK FARM TK-2010 TOP, NITROGEN REGULATOR |  | Mixed Solvents
1053G.01 |  |  | CLVS-H |  | NIPPLE | 0.75 | GV | N | TANK FARM TK-2010 TOP, NITROGEN REGULATOR |  | Mixed Solvents
1054 |  |  | CLVS-H |  | VALVE | 3 | GV | N | TANK FARM TK-2001 TOP |  | Mixed Solvents
1054.01 |  |  | CLVS-H |  | CVS-FLGVE | 3 | GV | N | TANK FARM TK-2001 TOP |  | Mixed Solvents
1054.02 |  |  | CLVS-H |  | CVS-FLGVE | 3 | GV | N | TANK FARM TK-2001 TOP |  | Mixed Solvents
1054.03 |  |  | CLVS-H |  | FLANGE | 3 | GV | N | TANK FARM TK-2001 TOP |  | Mixed Solvents
1054.04 |  |  | CLVS-H |  | FLAME ARRESTOR | 3 | GV | N | TANK FARM TK-2001 TOP |  | Mixed Solvents
1054.05 |  |  | CLVS-H |  | FLANGED END | 3 | GV | N | TANK FARM TK-2001 TOP |  | Mixed Solvents
1055 |  |  | CLVS-H |  | VALVE | 3 | GV | N | TANK FARM TK-2001 TOP |  | Mixed Solvents
1055.01 |  |  | CLVS-H |  | CVS-FLGVE | 3 | GV | N | TANK FARM TK-2001 TOP |  | Mixed Solvents
1055.02 |  |  | CLVS-H |  | CVS-FLGVE | 3 | GV | N | TANK FARM TK-2001 TOP |  | Mixed Solvents
1055A |  |  | CLVS-H |  | V-REG | 3 | GV | N | TANK FARM TK-2001 TOP, 3-WAY VALVE |  | Mixed Solvents
1055A.01 |  |  | CLVS-H |  | FLANGE | 3 | GV | N | TANK FARM TK-2001 TOP, 3-WAY VALVE |  | Mixed Solvents
1055B |  |  | CLVS-H |  | CLVS-H BALL VALVE | 0.5 | GV | N | TANK FARM TK-2001 TOP, 3-WAY VALVE |  | Mixed Solvents
1055B.01 |  |  | CLVS-H |  | PLUG | 0.5 | GV | N | TANK FARM TK-2001 TOP, 3-WAY VALVE |  | Mixed Solvents
1055C |  |  | CLVS-H |  | CLVS-H BALL VALVE | 1.5 | GV | N | TANK FARM TK-2001 TOP, INSTRUMENT TREE |  | Mixed Solvents
1055C.01 |  |  | CLVS-H |  | CLVS-H VCOUT | 1.5 | GV | N | TANK FARM TK-2001 TOP, INSTRUMENT TREE |  | Mixed Solvents
1055C.02 |  |  | CLVS-H |  | REDUCER | 0.5 | GV | N | TANK FARM TK-2001 TOP, INSTRUMENT TREE |  | Mixed Solvents
1055C.03 |  |  | CLVS-H |  | UNION INLET | 0.5 | GV | N | TANK FARM TK-2001 TOP, INSTRUMENT TREE |  | Mixed Solvents
1055C.04 |  |  | CLVS-H |  | UNION | 0.5 | GV | N | TANK FARM TK-2001 TOP, INSTRUMENT TREE |  | Mixed Solvents
1055C.05 |  |  | CLVS-H |  | UNION OUTLET | 0.5 | GV | N | TANK FARM TK-2001 TOP, INSTRUMENT TREE |  | Mixed Solvents
1055C.06 |  |  | CLVS-H |  | NIPPLE | 0.5 | GV | N | TANK FARM TK-2001 TOP, INSTRUMENT TREE |  | Mixed Solvents
1055D |  |  | CLVS-H |  | CLVS-H BALL VALVE | 1.5 | GV | N | TANK FARM TK-2001 TOP, INSTRUMENT TREE |  | Mixed Solvents
1055D.01 |  |  | CLVS-H |  | CLVS-H VCOUT | 1.5 | GV | N | TANK FARM TK-2001 TOP, INSTRUMENT TREE |  | Mixed Solvents
1055D.02 |  |  | CLVS-H |  | REDUCER | 0.5 | GV | N | TANK FARM TK-2001 TOP, INSTRUMENT TREE |  | Mixed Solvents
1055D.03 |  |  | CLVS-H |  | UNION INLET | 0.5 | GV | N | TANK FARM TK-2001 TOP, INSTRUMENT TREE |  | Mixed Solvents
1055D.04 |  |  | CLVS-H |  | UNION | 0.5 | GV | N | TANK FARM TK-2001 TOP, INSTRUMENT TREE |  | Mixed Solvents
1055D.05 |  |  | CLVS-H |  | UNION OUTLET | 0.5 | GV | N | TANK FARM TK-2001 TOP, INSTRUMENT TREE |  | Mixed Solvents
1055D.06 |  |  | CLVS-H |  | NIPPLE | 0.5 | GV | N | TANK FARM TK-2001 TOP, INSTRUMENT TREE |  | Mixed Solvents
1055E |  |  | CLVS-H |  | V-REG | 0.75 | GV | N | TANK FARM TK-2001 TOP, NITROGEN REGULATOR |  | Mixed Solvents
1055E.01 |  |  | CLVS-H |  | NIPPLE | 0.5 | GV | N | TANK FARM TK-2001 TOP, INSTRUMENT TREE |  | Mixed Solvents
1055E.02 |  |  | CLVS-H |  | NIPPLE | 0.5 | GV | N | TANK FARM TK-2001 TOP, INSTRUMENT TREE |  | Mixed Solvents
1055F |  |  | CLVS-H |  | CLVS-H BALL VALVE | 1.5 | GV | N | TANK FARM TK-2001 TOP, INSTRUMENT TREE |  | Mixed Solvents
1055G |  |  | CLVS-H |  | CLVS-H BALL VALVE | 0.75 | GV | N | TANK FARM TK-2001 TOP, NITROGEN REGULATOR |  | Mixed Solvents
1055G.01 |  |  | CLVS-H |  | FLANGE | 0.75 | GV | N | TANK FARM TK-2001 TOP, NITROGEN REGULATOR |  | Mixed Solvents
1055G.02 |  |  | CLVS-H |  | NIPPLE | 0.75 | GV | N | TANK FARM TK-2001 TOP, NITROGEN REGULATOR |  | Mixed Solvents
1056 |  |  | CLVS-H |  | VALVE | 3 | GV | N | TANK FARM TK-2002 TOP |  | Mixed Solvents
1056.01 |  |  | CLVS-H |  | CVS-FLGVE | 3 | GV | N | TANK FARM TK-2002 TOP |  | Mixed Solvents
1056.02 |  |  | CLVS-H |  | CVS-FLGVE | 3 | GV | N | TANK FARM TK-2002 TOP |  | Mixed Solvents
1056.03 |  |  | CLVS-H |  | FLANGE | 3 | GV | N | TANK FARM TK-2002 TOP |  | Mixed Solvents
1056.04 |  |  | CLVS-H |  | FLAME ARRESTOR | 3 | GV | N | TANK FARM TK-2002 TOP |  | Mixed Solvents
1056.05 |  |  | CLVS-H |  | FLANGED END | 3 | GV | N | TANK FARM TK-2002 TOP |  | Mixed Solvents
1056A |  |  | CLVS-H |  | V-REG | 3 | GV | N | TANK FARM TK-2002 TOP, 3-WAY VALVE |  | Mixed Solvents
1056A.01 |  |  | CLVS-H |  | CLVS-H FLANGE OUT | 3 | GV | N | TANK FARM TK-2002 TOP, 3-WAY VALVE |  | Mixed Solvents
1056B |  |  | CLVS-H |  | CLVS-H BALL VALVE | 0.5 | GV | N | TANK FARM TK-2002 TOP, 3-WAY VALVE |  | Mixed Solvents
1056B.01 |  |  | CLVS-H |  | PLUG | 0.5 | GV | N | TANK FARM TK-2002 TOP, 3-WAY VALVE |  | Mixed Solvents
1056C |  |  | CLVS-H |  | CLVS-H BALL VALVE | 1.5 | GV | N | TANK FARM TK-2002 TOP, INSTRUMENT TREE |  | Mixed Solvents
1056C.01 |  |  | CLVS-H |  | CLVS-H VCOUT | 1.5 | GV | N | TANK FARM TK-2002 TOP, INSTRUMENT TREE |  | Mixed Solvents
1056C.02 |  |  | CLVS-H |  | REDUCER | 0.5 | GV | N | TANK FARM TK-2002 TOP, INSTRUMENT TREE |  | Mixed Solvents
1056C.03 |  |  | CLVS-H |  | UNION INLET | 0.5 | GV | N | TANK FARM TK-2002 TOP, INSTRUMENT TREE |  | Mixed Solvents
1056C.04 |  |  | CLVS-H |  | UNION | 0.5 | GV | N | TANK FARM TK-2002 TOP, INSTRUMENT TREE |  | Mixed Solvents
1056C.05 |  |  | CLVS-H |  | UNION OUTLET | 0.5 | GV | N | TANK FARM TK-2002 TOP, INSTRUMENT TREE |  | Mixed Solvents
1056C.06 |  |  | CLVS-H |  | NIPPLE | 0.5 | GV | N | TANK FARM TK-2002 TOP, INSTRUMENT TREE |  | Mixed Solvents
1056D |  |  | CLVS-H |  | CLVS-H BALL VALVE | 1.5 | GV | N | TANK FARM TK-2002 TOP, INSTRUMENT TREE |  | Mixed Solvents
1056D.01 |  |  | CLVS-H |  | CLVS-H VCOUT | 1.5 | GV | N | TANK FARM TK-2002 TOP, INSTRUMENT TREE |  | Mixed Solvents
1056D.02 |  |  | CLVS-H |  | REDUCER | 0.5 | GV | N | TANK FARM TK-2002 TOP, INSTRUMENT TREE |  | Mixed Solvents
1056D.03 |  |  | CLVS-H |  | UNION INLET | 0.5 | GV | N | TANK FARM TK-2002 TOP, INSTRUMENT TREE |  | Mixed Solvents
1056D.04 |  |  | CLVS-H |  | UNION | 0.5 | GV | N | TANK FARM TK-2002 TOP, INSTRUMENT TREE |  | Mixed Solvents
1056D.05 |  |  | CLVS-H |  | UNION OUTLET | 0.5 | GV | N | TANK FARM TK-2002 TOP, INSTRUMENT TREE |  | Mixed Solvents
1056D.06 |  |  | CLVS-H |  | NIPPLE | 0.5 | GV | N | TANK FARM TK-2002 TOP, INSTRUMENT TREE |  | Mixed Solvents
1056E |  |  | CLVS-H |  | CLVS-H BALL VALVE | 0.5 | GV | N | TANK FARM TK-2002 TOP, INSTRUMENT TREE |  | Mixed Solvents
1056E.01 |  |  | CLVS-H |  | CLVS-H VCOUT | 0.5 | GV | N | TANK FARM TK-2002 TOP, INSTRUMENT TREE |  | Mixed Solvents
1056E.02 |  |  | CLVS-H |  | NIPPLE | 0.5 | GV | N | TANK FARM TK-2002 TOP, INSTRUMENT TREE |  | Mixed Solvents
1056F |  |  | CLVS-H |  | CLVS-H BALL VALVE | 1.5 | GV | N | TANK FARM TK-2002 TOP, INSTRUMENT TREE |  | Mixed Solvents
1056G |  |  | CLVS-H |  | CLVS-H BALL VALVE | 0.75 | GV | N | TANK FARM TK-2002 TOP, NITROGEN REGULATOR |  | Mixed Solvents
1056G.01 |  |  | CLVS-H |  | FLANGE | 0.75 | GV | N | TANK FARM TK-2002 TOP, NITROGEN REGULATOR |  | Mixed Solvents
1056G.02 |  |  | CLVS-H |  | NIPPLE | 0.75 | GV | N | TANK FARM TK-2002 TOP, NITROGEN REGULATOR |  | Mixed Solvents
1056H |  |  | CLVS-H |  | V-REG | 0.75 | GV | N | TANK FARM TK-2002 TOP, NITROGEN REGULATOR |  | Mixed Solvents
1056H.01 |  |  | CLVS-H |  | NIPPLE | 0.75 | GV | N | TANK FARM TK-2002 TOP, NITROGEN REGULATOR |  | Mixed Solvents
1057 |  |  | CLVS-H |  | VALVE | 3 | GV | N | TANK FARM TK-2002 TOP |  | Mixed Solvents
1057.01 |  |  | CLVS-H |  | CVS-FLGVE | 3 | GV | N | TANK FARM TK-2002 TOP |  | Mixed Solvents
1057.02 |  |  | CLVS-H |  | CVS-FLGVE | 3 | GV | N | TANK FARM TK-2002 TOP |  | Mixed Solvents
1058 |  |  | CLVS-H |  | VALVE | 3 | GV | N | TANK FARM TK-2003 TOP |  | Mixed Solvents
1058.01 |  |  | CLVS-H |  | CVS-FLGVE | 3 | GV | N | TANK FARM TK-2003 TOP |  | Mixed Solvents
1058.02 |  |  | CLVS-H |  | CVS-FLGVE | 3 | GV | N | TANK FARM TK-2003 TOP |  | Mixed Solvents
1058.03 |  |  | CLVS-H |  | FLANGE | 3 | GV | N | TANK FARM TK-2003 TOP |  | Mixed Solvents
1058.04 |  |  | CLVS-H |  | FLAME ARRESTOR | 3 | GV | N | TANK FARM TK-2003 TOP |  | Mixed Solvents
1058.05 |  |  | CLVS-H |  | FLANGED END | 3 | GV | N | TANK FARM TK-2003 TOP |  | Mixed Solvents
1059 |  |  | CLVS-H |  | VALVE | 3 | GV | N | TANK FARM TK-2003 TOP |  | Mixed Solvents
1059.01 |  |  | CLVS-H |  | FLANGED END | 3 | GV | N | TANK FARM TK-2003 TOP |  | Mixed Solvents
1059.02 |  |  | CLVS-H |  | FLANGED END | 3 | GV | N | TANK FARM TK-2003 TOP |  | Mixed Solvents
1059A |  |  | CLVS-H |  | VALVE | 3 | GV | N | TANK FARM TK-2003 TOP, 3 WAY VALVE |  | Mixed Solvents
1059A.01 |  |  | CLVS-H |  | CLVS-H FLANGE OUT | 3 | GV | N | TANK FARM TK-2003 TOP, 3 WAY VALVE |  | Mixed Solvents
1059B |  |  | CLVS-H |  | CLVS-H BALL VALVE | 0.5 | GV | N | TANK FARM TK-2003 TOP, 3 WAY VALVE |  | Mixed Solvents
1059B.01 |  |  | CLVS-H |  | PLUG | 0.5 | GV | N | TANK FARM TK-2003 TOP, 3 WAY VALVE |  | Mixed Solvents
1059C |  |  | CLVS-H |  | CLVS-H BALL VALVE | 1.5 | GV | N | TANK FARM TK-2003 TOP, INSTRUMENT TREE |  | Mixed Solvents
1059C.01 |  |  | CLVS-H |  | CLVS-H VCOUT | 1.5 | GV | N | TANK FARM TK-2003 TOP, INSTRUMENT TREE |  | Mixed Solvents
1059C.02 |  |  | CLVS-H |  | REDUCER | 0.5 | GV | N | TANK FARM TK-2003 TOP, INSTRUMENT TREE |  | Mixed Solvents
1059C.03 |  |  | CLVS-H |  | UNION INLET | 0.5 | GV | N | TANK FARM TK-2003 TOP, INSTRUMENT TREE |  | Mixed Solvents
1059C.04 |  |  | CLVS-H |  | UNION | 0.5 | GV | N | TANK FARM TK-2003 TOP, INSTRUMENT TREE |  | Mixed Solvents
1059C.05 |  |  | CLVS-H |  | UNION OUTLET | 0.5 | GV | N | TANK FARM TK-2003 TOP, INSTRUMENT TREE |  | Mixed Solvents
1059C.06 |  |  | CLVS-H |  | NIPPLE | 0.5 | GV | N | TANK FARM TK-2003 TOP, INSTRUMENT TREE |  | Mixed Solvents
1059D |  |  | CLVS-H |  | CLVS-H BALL VALVE | 1.5 | GV | N | TANK FARM TK-2003 TOP, INSTRUMENT TREE |  | Mixed Solvents
1059D.01 |  |  | CLVS-H |  | CLVS-H VCOUT | 1.5 | GV | N | TANK FARM TK-2003 TOP, INSTRUMENT TREE |  | Mixed Solvents
1059D.02 |  |  | CLVS-H |  | REDUCER | 0.5 | GV | N | TANK FARM TK-2003 TOP, INSTRUMENT TREE |  | Mixed Solvents
1059D.03 |  |  | CLVS-H |  | UNION INLET | 0.5 | GV | N | TANK FARM TK-2003 TOP, INSTRUMENT TREE |  | Mixed Solvents
1059D.04 |  |  | CLVS-H |  | UNION | 0.5 | GV | N | TANK FARM TK-2003 TOP, INSTRUMENT TREE |  | Mixed Solvents
1059D.05 |  |  | CLVS-H |  | UNION OUTLET | 0.5 | GV | N | TANK FARM TK-2003 TOP, INSTRUMENT TREE |  | Mixed Solvents
1059D.06 |  |  | CLVS-H |  | NIPPLE | 0.5 | GV | N | TANK FARM TK-2003 TOP, INSTRUMENT TREE |  | Mixed Solvents
1059E |  |  | CLVS-H |  | CLVS-H BALL VALVE | 0.5 | GV | N | TANK FARM TK-2003 TOP, INSTRUMENT TREE |  | Mixed Solvents
1059E.01 |  |  | CLVS-H |  | CLVS-H VCOUT | 0.5 | GV | N | TANK FARM TK-2003 TOP, INSTRUMENT TREE |  | Mixed Solvents
1059E.02 |  |  | CLVS-H |  | NIPPLE | 0.5 | GV | N | TANK FARM TK-2003 TOP, INSTRUMENT TREE |  | Mixed Solvents
1059F |  |  | CLVS-H |  | CLVS-H BALL VALVE | 1.5 | GV | N | TANK FARM TK-2003 TOP, INSTRUMENT TREE |  | Mixed Solvents
1059G |  |  | CLVS-H |  | CLVS-H BALL VALVE | 0.75 | GV | N | TANK FARM TK-2003 TOP, NITROGEN REGULATOR |  | Mixed Solvents
1059G.01 |  |  | CLVS-H |  | FLANGE | 0.75 | GV | N | TANK FARM TK-2003 TOP, NITROGEN REGULATOR |  | Mixed Solvents
1059G.02 |  |  | CLVS-H |  | NIPPLE | 0.75 | GV | N | TANK FARM TK-2003 TOP, NITROGEN REGULATOR |  | Mixed Solvents
1059H |  |  | CLVS-H |  | CLVS-H INSTRUMENTATION | 0.75 | GV | N | TANK FARM TK-2003 TOP, NITROGEN REGULATOR |  | Mixed Solvents
1059H.01 |  |  | CLVS-H |  | NIPPLE | 0.75 | GV | N | TANK FARM TK-2003 TOP, NITROGEN REGULATOR |  | Mixed Solvents
1060 |  |  | CLVS-H |  | VALVE | 3 | GV | N | TANK FARM TK-2004 TOP |  | Mixed Solvents
1060.01 |  |  | CLVS-H |  | CVS-FLGVE | 3 | GV | N | TANK FARM TK-2004 TOP |  | Mixed Solvents
1060.02 |  |  | CLVS-H |  | CVS-FLGVE | 3 | GV | N | TANK FARM TK-2004 TOP |  | Mixed Solvents
1061 |  |  | CLVS-H |  | VALVE | 3 | GV | N | TANK FARM TK-2004 TOP |  | Mixed Solvents
1061.01 |  |  | CLVS-H |  | CVS-FLGVE | 3 | GV | N | TANK FARM TK-2004 TOP |  | Mixed Solvents
1061.02 |  |  | CLVS-H |  | CVS-FLGVE | 3 | GV | N | TANK FARM TK-2004 TOP |  | Mixed Solvents
1061.03 |  |  | CLVS-H |  | FLAME ARRESTOR | 3 | GV | N | TANK FARM TK-2004 TOP |  | Mixed Solvents
1061.04 |  |  | CLVS-H |  | FLANGED END | 3 | GV | N | TANK FARM TK-2004 TOP |  | Mixed Solvents
1062 |  |  | CLVS-H |  | VALVE | 2 | GV | N | TANK FARM NE OF TK-2004 TOP UNDER STAIRS |  | Mixed Solvents
1063 |  |  | CLVS-H |  | VALVE | 3 | GV | N | TANK FARM TK-2005 TOP |  | Mixed Solvents
1063.01 |  |  | CLVS-H |  | CVS-FLGVE | 3 | GV | N | TANK FARM TK-2005 TOP |  | Mixed Solvents
1063.02 |  |  | CLVS-H |  | CVS-FLGVE | 3 | GV | N | TANK FARM TK-2005 TOP |  | Mixed Solvents
1063.03 |  |  | CLVS-H |  | FLANGE | 3 | GV | N | TANK FARM TK-2005 TOP |  | Mixed Solvents
1063.04 |  |  | CLVS-H |  | FLAME ARRESTOR | 3 | GV | N | TANK FARM TK-2005 TOP |  | Mixed Solvents
1063.05 |  |  | CLVS-H |  | FLANGED END | 3 | GV | N | TANK FARM TK-2005 TOP |  | Mixed Solvents
1064 |  |  | CLVS-H |  | VALVE | 3 | GV | N | TANK FARM TK-2005 TOP |  | Mixed Solvents
1064.01 |  |  | CLVS-H |  | CVS-FLGVE | 3 | GV | N | TANK FARM TK-2005 TOP |  | Mixed Solvents
1064.02 |  |  | CLVS-H |  | CVS-FLGVE | 3 | GV | N | TANK FARM TK-2005 TOP |  | Mixed Solvents
1064A |  |  | CLVS-H |  | VALVE | 3 | GV | N | TANK FARM TK-2005 TOP, 3 WAY VALVE |  | Mixed Solvents
1064A.01 |  |  | CLVS-H |  | CLVS-H FLANGE OUT | 3 | GV | N | TANK FARM TK-2005 TOP, 3 WAY VALVE |  | Mixed Solvents
1064B |  |  | CLVS-H |  | CLVS-H BALL VALVE | 0.5 | GV | N | TANK FARM TK-2005 TOP, 3 WAY VALVE |  | Mixed Solvents
1064B.01 |  |  | CLVS-H |  | PLUG | 0.5 | GV | N | TANK FARM TK-2005 TOP, 3 WAY VALVE |  | Mixed Solvents
1064C |  |  | CLVS-H |  | CLVS-H BALL VALVE | 1.5 | GV | N | TANK FARM TK-2005 TOP, INSTRUMENT TREE |  | Mixed Solvents
1064C.01 |  |  | CLVS-H |  | CLVS-H VCOUT | 1.5 | GV | N | TANK FARM TK-2005 TOP, INSTRUMENT TREE |  | Mixed Solvents
1064C.02 |  |  | CLVS-H |  | REDUCER | 0.5 | GV | N | TANK FARM TK-2005 TOP, INSTRUMENT TREE |  | Mixed Solvents
1064C.03 |  |  | CLVS-H |  | UNION INLET | 0.5 | GV | N | TANK FARM TK-2005 TOP, INSTRUMENT TREE |  | Mixed Solvents
1064C.04 |  |  | CLVS-H |  | UNION | 0.5 | GV | N | TANK FARM TK-2005 TOP, INSTRUMENT TREE |  | Mixed Solvents
1064C.05 |  |  | CLVS-H |  | UNION OUTLET | 0.5 | GV | N | TANK FARM TK-2005 TOP, INSTRUMENT TREE |  | Mixed Solvents
1064C.06 |  |  | CLVS-H |  | NIPPLE | 0.5 | GV | N | TANK FARM TK-2005 TOP, INSTRUMENT TREE |  | Mixed Solvents
1064D |  |  | CLVS-H |  | CLVS-H BALL VALVE | 1.5 | GV | N | TANK FARM TK-2005 TOP, INSTRUMENT TREE |  | Mixed Solvents
1064D.01 |  |  | CLVS-H |  | CLVS-H VCOUT | 1.5 | GV | N | TANK FARM TK-2005 TOP, INSTRUMENT TREE |  | Mixed Solvents
1064D.02 |  |  | CLVS-H |  | REDUCER | 0.5 | GV | N | TANK FARM TK-2005 TOP, INSTRUMENT TREE |  | Mixed Solvents
1064D.03 |  |  | CLVS-H |  | UNION INLET | 0.5 | GV | N | TANK FARM TK-2005 TOP, INSTRUMENT TREE |  | Mixed Solvents
1064D.04 |  |  | CLVS-H |  | UNION OUTLET | 0.5 | GV | N | TANK FARM TK-2005 TOP, INSTRUMENT TREE |  | Mixed Solvents
1064D.05 |  |  | CLVS-H |  | NIPPLE | 0.5 | GV | N | TANK FARM TK-2005 TOP, INSTRUMENT TREE |  | Mixed Solvents
1064E |  |  | CLVS-H |  | CLVS-H BALL VALVE | 0.5 | GV | N | TANK FARM TK-2005 TOP, INSTRUMENT TREE |  | Mixed Solvents
1064E.01 |  |  | CLVS-H |  | CLVS-H VCOUT | 0.5 | GV | N | TANK FARM TK-2005 TOP, INSTRUMENT TREE |  | Mixed Solvents
1064E.02 |  |  | CLVS-H |  | REDUCER | 0.375 | GV | N | TANK FARM TK-2005 TOP, INSTRUMENT TREE |  | Mixed Solvents
1064E.03 |  |  | CLVS-H |  | PLUG | 0.375 | GV | N | TANK FARM TK-2005 TOP, INSTRUMENT TREE |  | Mixed Solvents
1064F |  |  | CLVS-H |  | CLVS-H BALL VALVE | 1.5 | GV | N | TANK FARM TK-2005 TOP, INSTRUMENT TREE |  | Mixed Solvents
1064G |  |  | CLVS-H |  | CLVS-H BALL VALVE | 0.75 | GV | N | TANK FARM TK-2005 TOP, NITROGEN REGULATOR |  | Mixed Solvents
1064G.01 |  |  | CLVS-H |  | FLANGE | 0.75 | GV | N | TANK FARM TK-2005 TOP, NITROGEN REGULATOR |  | Mixed Solvents
1064G.02 |  |  | CLVS-H |  | NIPPLE | 0.75 | GV | N | TANK FARM TK-2005 TOP, NITROGEN REGULATOR |  | Mixed Solvents
1064H |  |  | CLVS-H |  | CLVS-H INSTRUMENTATION | 0.75 | GV | N | TANK FARM TK-2005 TOP, NITROGEN REGULATOR |  | Mixed Solvents
1064H.01 |  |  | CLVS-H |  | NIPPLE | 0.75 | GV | N | TANK FARM TK-2005 TOP, NITROGEN REGULATOR |  | Mixed Solvents
1064H.02 |  |  | CLVS-H |  | TUBE FITTING | 0.5 | GV | N | TANK FARM TK-2005 TOP, NITROGEN REGULATOR |  | Mixed Solvents
1064H.03 |  |  | CLVS-H |  | TUBE FITTING | 0.5 | GV | N | TANK FARM TK-2005 TOP, NITROGEN REGULATOR |  | Mixed Solvents
1064H.04 |  |  | CLVS-H |  | REDUCER | 1.5 | GV | N | TANK FARM TK-2005 TOP, NITROGEN REGULATOR |  | Mixed Solvents
1065 |  |  | CLVS-H |  | V-REG | 2 | GV | N | TANK FARM SOUTHEAST OF TK-2005 TOP |  | Mixed Solvents
1065.01 |  |  | CLVS-H |  | SCRVEND | 2 | GV | N | TANK FARM SOUTHEAST OF TK-2005 TOP |  | Mixed Solvents
1065.02 |  |  | CLVS-H |  | TUBE FITTING | 0.125 | GV | N | TANK FARM SOUTHEAST OF TK-2005 TOP |  | Mixed Solvents
1065.03 |  |  | CLVS-H |  | TEE | 2 | GV | N | TANK FARM SOUTHEAST OF TK-2005 TOP |  | Mixed Solvents
1065.04 |  |  | CLVS-H |  | TEE | 2 | GV | N | TANK FARM SOUTHEAST OF TK-2005 TOP |  | Mixed Solvents
1065.05 |  |  | CLVS-H |  | TEE | 0.5 | GV | N | TANK FARM SOUTHEAST OF TK-2005 TOP |  | Mixed Solvents
1065.06 |  |  | CLVS-H |  | TUBE FITTING | 0.125 | GV | N | TANK FARM SOUTHEAST OF TK-2005 TOP |  | Mixed Solvents
1066 |  |  | CLVS-H |  | VALVE | 2 | GV | N | TANK FARM NORTHEAST OF TK-2006 TOP |  | Mixed Solvents
1066.01 |  |  | CLVS-H |  | SCRVEND | 2 | GV | N | TANK FARM NORTHEAST OF TK-2006 TOP |  | Mixed Solvents
1066.02 |  |  | CLVS-H |  | SCRVEND | 2 | GV | N | TANK FARM NORTHEAST OF TK-2006 TOP |  | Mixed Solvents
1066.03 |  |  | CLVS-H |  | UNION | 2 | GV | N | TANK FARM NORTHEAST OF TK-2006 TOP |  | Mixed Solvents
1066.04 |  |  | CLVS-H |  | UNION INLET | 2 | GV | N | TANK FARM NORTHEAST OF TK-2006 TOP |  | Mixed Solvents
1066.05 |  |  | CLVS-H |  | UNION OUTLET | 2 | GV | N | TANK FARM NORTHEAST OF TK-2006 TOP |  | Mixed Solvents
1067 |  |  | CLVS-H |  | VALVE | 0.75 | GV | N | TANK FARM NORTHEAST OF TK-2006 TOP |  | Mixed Solvents
1067.01 |  |  | CLVS-H |  | SCRVEND | 2 | GV | N | TANK FARM NORTHEAST OF TK-2006 TOP |  | Mixed Solvents
1067.02 |  |  | CLVS-H |  | SCRVEND | 2 | GV | N | TANK FARM NORTHEAST OF TK-2006 TOP |  | Mixed Solvents
1067.03 |  |  | CLVS-H |  | REDUCER | 0.25 | GV | N | TANK FARM NORTHEAST OF TK-2006 TOP |  | Mixed Solvents
1067.04 |  |  | CLVS-H |  | REDUCER | 0.75 | GV | N | TANK FARM NORTHEAST OF TK-2006 TOP |  | Mixed Solvents
1067.05 |  |  | CLVS-H |  | REDUCER | 2 | GV | N | TANK FARM NORTHEAST OF TK-2006 TOP |  | Mixed Solvents
1067.06 |  |  | CLVS-H |  | TEE | 2 | GV | N | TANK FARM NORTHEAST OF TK-2006 TOP |  | Mixed Solvents
1067.07 |  |  | CLVS-H |  | TEE | 2 | GV | N | TANK FARM NORTHEAST OF TK-2006 TOP |  | Mixed Solvents
1067.08 |  |  | CLVS-H |  | TEE | 2 | GV | N | TANK FARM NORTHEAST OF TK-2006 TOP |  | Mixed Solvents
1068 |  |  | CLVS-H |  | REDUCER | 2 | GV | N | TANK FARM NORTHEAST OF TK-2006 TOP |  | Mixed Solvents
1068.01 |  |  | CLVS-H |  | REDUCER | 0.75 | GV | N | TANK FARM NORTHEAST OF TK-2006 TOP |  | Mixed Solvents
1068.02 |  |  | CLVS-H |  | 90 DEGREE | 0.75 | GV | N | TANK FARM NORTHEAST OF TK-2006 TOP |  | Mixed Solvents
1068.03 |  |  | CLVS-H |  | 90 DEGREE OUTLET | 0.75 | GV | N | TANK FARM NORTHEAST OF TK-2006 TOP |  | Mixed Solvents
1068.04 |  |  | CLVS-H |  | COUPLING | 0.75 | GV | N | TANK FARM EAST ABOVE TK-2006 TOP |  | Mixed Solvents
1068.05 |  |  | CLVS-H |  | COUPLING | 0.75 | GV | N | TANK FARM EAST ABOVE TK-2006 TOP |  | Mixed Solvents
1069 |  |  | CLVS-H |  | VALVE | 3 | GV | N | TANK FARM TK-2006 TOP |  | Mixed Solvents
1069.01 |  |  | CLVS-H |  | CVS-FLGVE | 3 | GV | N | TANK FARM TK-2006 TOP |  | Mixed Solvents
1069.02 |  |  | CLVS-H |  | CVS-FLGVE | 3 | GV | N | TANK FARM TK-2006 TOP |  | Mixed Solvents
1069.03 |  |  | CLVS-H |  | FLANGE | 3 | GV | N | TANK FARM TK-2006 TOP |  | Mixed Solvents
1069.04 |  |  | CLVS-H |  | FLAME ARRESTOR | 3 | GV | N | TANK FARM TK-2006 TOP |  | Mixed Solvents
1069.05 |  |  | CLVS-H |  | FLANGED END | 3 | GV | N | TANK FARM TK-2006 TOP |  | Mixed Solvents
1070 |  |  | CLVS-H |  | VALVE | 3 | GV | N | TANK FARM TK-2006 TOP |  | Mixed Solvents
1070.01 |  |  | CLVS-H |  | CVS-FLGVE | 3 | GV | N | TANK FARM TK-2006 TOP |  | Mixed Solvents
1070.02 |  |  | CLVS-H |  | CVS-FLGVE | 3 | GV | N | TANK FARM TK-2006 TOP |  | Mixed Solvents
1070A |  |  | CLVS-H |  | V-REG | 3 | GV | N | TANK FARM TK-2006 TOP, 3 WAY VALVE |  | Mixed Solvents
1070A.01 |  |  | CLVS-H |  | CLVS-H FLANGE OUT | 3 | GV | N | TANK FARM TK-2006 TOP, 3 WAY VALVE |  | Mixed Solvents
1070B |  |  | CLVS-H |  | CLVS-H BALL VALVE | 0.5 | GV | N | TANK FARM TK-2006 TOP, 3 WAY VALVE |  | Mixed Solvents
1070B.01 |  |  | CLVS-H |  | PLUG | 0.5 | GV | N | TANK FARM TK-2006 TOP, 3 WAY VALVE |  | Mixed Solvents
1070C |  |  | CLVS-H |  | CLVS-H BALL VALVE | 1.5 | GV | N | TANK FARM TK-2006 TOP, INSTRUMENT TREE |  | Mixed Solvents
1070C.01 |  |  | CLVS-H |  | CLVS-H VCOUT | 1.5 | GV | N | TANK FARM TK-2006 TOP, INSTRUMENT TREE |  | Mixed Solvents
1070C.02 |  |  | CLVS-H |  | REDUCER | 0.5 | GV | N | TANK FARM TK-2006 TOP, INSTRUMENT TREE |  | Mixed Solvents
1070C.03 |  |  | CLVS-H |  | UNION INLET | 0.5 | GV | N | TANK FARM TK-2006 TOP, INSTRUMENT TREE |  | Mixed Solvents
1070C.04 |  |  | CLVS-H |  | UNION | 0.5 | GV | N | TANK FARM TK-2006 TOP, INSTRUMENT TREE |  | Mixed Solvents
1070C.05 |  |  | CLVS-H |  | UNION OUTLET | 0.5 | GV | N | TANK FARM TK-2006 TOP, INSTRUMENT TREE |  | Mixed Solvents
1070C.06 |  |  | CLVS-H |  | NIPPLE | 0.5 | GV | N | TANK FARM TK-2006 TOP, INSTRUMENT TREE |  | Mixed Solvents
1070D |  |  | CLVS-H |  | CLVS-H BALL VALVE | 1.5 | GV | N | TANK FARM TK-2006 TOP, INSTRUMENT TREE |  | Mixed Solvents
1070D.01 |  |  | CLVS-H |  | CLVS-H VCOUT | 1.5 | GV | N | TANK FARM TK-2006 TOP, INSTRUMENT TREE |  | Mixed Solvents
1070D.02 |  |  | CLVS-H |  | REDUCER | 0.5 | GV | N | TANK FARM TK-2006 TOP, INSTRUMENT TREE |  | Mixed Solvents
1070D.03 |  |  | CLVS-H |  | UNION INLET | 0.5 | GV | N | TANK FARM TK-2006 TOP, INSTRUMENT TREE |  | Mixed Solvents
1070D.04 |  |  | CLVS-H |  | UNION | 0.5 | GV | N | TANK FARM TK-2006 TOP, INSTRUMENT TREE |  | Mixed Solvents
1070D.05 |  |  | CLVS-H |  | UNION OUTLET | 0.5 | GV | N | TANK FARM TK-2006 TOP, INSTRUMENT TREE |  | Mixed Solvents
1070D.06 |  |  | CLVS-H |  | NIPPLE | 0.5 | GV | N | TANK FARM TK-2006 TOP, INSTRUMENT TREE |  | Mixed Solvents
1070E |  |  | CLVS-H |  | CLVS-H BALL VALVE | 0.5 | GV | N | TANK FARM TK-2006 TOP, INSTRUMENT TREE |  | Mixed Solvents
1070E.01 |  |  | CLVS-H |  | CLVS-H VCOUT | 0.5 | GV | N | TANK FARM TK-2006 TOP, INSTRUMENT TREE |  | Mixed Solvents
1070E.02 |  |  | CLVS-H |  | REDUCER | 0.375 | GV | N | TANK FARM TK-2006 TOP, INSTRUMENT TREE |  | Mixed Solvents
1070E.03 |  |  | CLVS-H |  | TUBE FITTING | 0.375 | GV | N | TANK FARM TK-2006 TOP, INSTRUMENT TREE |  | Mixed Solvents
1070F |  |  | CLVS-H |  | CLVS-H BALL VALVE | 1.5 | GV | N | TANK FARM TK-2006 TOP, INSTRUMENT TREE |  | Mixed Solvents
1070G |  |  | CLVS-H |  | CLVS-H BALL VALVE | 0.75 | GV | N | TANK FARM TK-2006 TOP, NITROGEN REGULATOR |  | Mixed Solvents
1070G.01 |  |  | CLVS-H |  | FLANGE | 0.75 | GV | N | TANK FARM TK-2006 TOP, NITROGEN REGULATOR |  | Mixed Solvents
1070G.02 |  |  | CLVS-H |  | NIPPLE | 0.75 | GV | N | TANK FARM TK-2006 TOP, NITROGEN REGULATOR |  | Mixed Solvents
1070H |  |  | CLVS-H |  | V-REG | 0.75 | GV | N | TANK FARM TK-2006 TOP, NITROGEN REGULATOR |  | Mixed Solvents
1070H.01 |  |  | CLVS-H |  | NIPPLE | 0.75 | GV | N | TANK FARM TK-2006 TOP, NITROGEN REGULATOR |  | Mixed Solvents
1070H.02 |  |  | CLVS-H |  | TUBE FITTING | 0.375 | GV | N | TANK FARM TK-2006 TOP, NITROGEN REGULATOR |  | Mixed Solvents
1071 |  |  | CLVS-H |  | VALVE | 3 | GV | N | TANK FARM TK-2007 TOP |  | Mixed Solvents
1071.01 |  |  | CLVS-H |  | CVS-FLGVE | 3 | GV | N | TANK FARM TK-2007 TOP |  | Mixed Solvents
1071.02 |  |  | CLVS-H |  | CVS-FLGVE | 3 | GV | N | TANK FARM TK-2007 TOP |  | Mixed Solvents
1071.03 |  |  | CLVS-H |  | FLANGE | 3 | GV | N | TANK FARM TK-2007 TOP |  | Mixed Solvents
1071.04 |  |  | CLVS-H |  | FLAME ARRESTOR | 3 | GV | N | TANK FARM TK-2007 TOP |  | Mixed Solvents
1071.05 |  |  | CLVS-H |  | FLANGED END | 3 | GV | N | TANK FARM TK-2007 TOP |  | Mixed Solvents
1072 |  |  | CLVS-H |  | FLANGED END | 3 | GV | N | TANK FARM TK-2007 TOP |  | Mixed Solvents
1072.01 |  |  | CLVS-H |  | CVS-FLGVE | 3 | GV | N | TANK FARM TK-2007 TOP |  | Mixed Solvents
1072.02 |  |  | CLVS-H |  | CVS-FLGVE | 3 | GV | N | TANK FARM TK-2007 TOP |  | Mixed Solvents
1072A |  |  | CLVS-H |  | V-REG | 3 | GV | N | TANK FARM TK-2007 TOP, 3 WAY VALVE |  | Mixed Solvents
1072A.01 |  |  | CLVS-H |  | CLVS-H FLANGE OUT | 3 | GV | N | TANK FARM TK-2007 TOP, 3 WAY VALVE |  | Mixed Solvents
1072B |  |  | CLVS-H |  | CLVS-H BALL VALVE | 0.5 | GV | N | TANK FARM TK-2007 TOP, 3 WAY VALVE |  | Mixed Solvents
1072B.01 |  |  | CLVS-H |  | PLUG | 0.5 | GV | N | TANK FARM TK-2007 TOP, 3 WAY VALVE |  | Mixed Solvents
1072C |  |  | CLVS-H |  | CLVS-H BALL VALVE | 1.5 | GV | N | TANK FARM TK-2007 TOP, INSTRUMENT TREE |  | Mixed Solvents
1072C.01 |  |  | CLVS-H |  | CLVS-H VCOUT | 1.5 | GV | N | TANK FARM TK-2007 TOP, INSTRUMENT TREE |  | Mixed Solvents
1072C.02 |  |  | CLVS-H |  | REDUCER | 0.5 | GV | N | TANK FARM TK-2007 TOP, INSTRUMENT TREE |  | Mixed Solvents
1072C.03 |  |  | CLVS-H |  | UNION INLET | 0.5 | GV | N | TANK FARM TK-2007 TOP, INSTRUMENT TREE |  | Mixed Solvents
1072C.04 |  |  | CLVS-H |  | UNION | 0.5 | GV | N | TANK FARM TK-2007 TOP, INSTRUMENT TREE |  | Mixed Solvents
1072C.05 |  |  | CLVS-H |  | UNION OUTLET | 0.5 | GV | N | TANK FARM TK-2007 TOP, INSTRUMENT TREE |  | Mixed Solvents
1072C.06 |  |  | CLVS-H |  | NIPPLE | 0.5 | GV | N | TANK FARM TK-2007 TOP, INSTRUMENT TREE |  | Mixed Solvents
1072D |  |  | CLVS-H |  | CLVS-H BALL VALVE | 1.5 | GV | N | TANK FARM TK-2007 TOP, INSTRUMENT TREE |  | Mixed Solvents
1072D.01 |  |  | CLVS-H |  | CLVS-H VCOUT | 1.5 | GV | N | TANK FARM TK-2007 TOP, INSTRUMENT TREE |  | Mixed Solvents
1072D.02 |  |  | CLVS-H |  | REDUCER | 0.5 | GV | N | TANK FARM TK-2007 TOP, INSTRUMENT TREE |  | Mixed Solvents
1072D.03 |  |  | CLVS-H |  | UNION INLET | 0.5 | GV | N | TANK FARM TK-2007 TOP, INSTRUMENT TREE |  | Mixed Solvents
1072D.04 |  |  | CLVS-H |  | UNION | 0.5 | GV | N | TANK FARM TK-2007 TOP, INSTRUMENT TREE |  | Mixed Solvents
1072D.05 |  |  | CLVS-H |  | UNION OUTLET | 0.5 | GV | N | TANK FARM TK-2007 TOP, INSTRUMENT TREE |  | Mixed Solvents
1072D.06 |  |  | CLVS-H |  | NIPPLE | 0.5 | GV | N | TANK FARM TK-2007 TOP, INSTRUMENT TREE |  | Mixed Solvents
1072E |  |  | CLVS-H |  | CLVS-H BALL VALVE | 0.5 | GV | N | TANK FARM TK-2007 TOP, INSTRUMENT TREE |  | Mixed Solvents
1072E.01 |  |  | CLVS-H |  | CLVS-H VCOUT | 0.5 | GV | N | TANK FARM TK-2007 TOP, INSTRUMENT TREE |  | Mixed Solvents
1072E.02 |  |  | CLVS-H |  | NIPPLE | 0.5 | GV | N | TANK FARM TK-2007 TOP, INSTRUMENT TREE |  | Mixed Solvents
1072E.03 |  |  | CLVS-H |  | TUBE FITTING | 0.5 | GV | N | TANK FARM TK-2007 TOP, INSTRUMENT TREE |  | Mixed Solvents
1072F |  |  | CLVS-H |  | CLVS-H BALL VALVE | 1.5 | GV | N | TANK FARM TK-2007 TOP, INSTRUMENT TREE |  | Mixed Solvents
1072G |  |  | CLVS-H |  | CLVS-H BALL VALVE | 0.75 | GV | N | TANK FARM TK-2007 TOP, NITROGEN REGULATOR |  | Mixed Solvents
1072G.01 |  |  | CLVS-H |  | FLANGE | 0.75 | GV | N | TANK FARM TK-2007 TOP, NITROGEN REGULATOR |  | Mixed Solvents
1072G.02 |  |  | CLVS-H |  | NIPPLE | 0.75 | GV | N | TANK FARM TK-2007 TOP, NITROGEN REGULATOR |  | Mixed Solvents
1072H |  |  | CLVS-H |  | V-REG | 0.75 | GV | N | TANK FARM TK-2007 TOP, NITROGEN REGULATOR |  | Mixed Solvents
1072H.01 |  |  | CLVS-H |  | NIPPLE | 0.75 | GV | N | TANK FARM TK-2007 TOP, NITROGEN REGULATOR |  | Mixed Solvents
1072H.02 |  |  | CLVS-H |  | TUBE FITTING | 0.75 | GV | N | TANK FARM TK-2007 TOP, NITROGEN REGULATOR |  | Mixed Solvents
1073 |  |  | CLVS-H |  | 90 DEGREE | 1 | GV | N | TANK FARM SE OF TK-2007 TOP |  | Mixed Solvents
1073.01 |  |  | CLVS-H |  | 90 DEGREE OUTLET | 1 | GV | N | TANK FARM SE OF TK-2007 TOP |  | Mixed Solvents
1073.02 |  |  | CLVS-H |  | FLANGE | 1 | GV | D | TANK FARM SE OF TK-2007 TOP |  | Mixed Solvents
1073.03 |  |  | CLVS-H |  | FLANGE | 8 | GV | D | TANK FARM SE OF TK-2007 TOP |  | Mixed Solvents
1074 |  |  | CLVS-H |  | VALVE | 3 | GV | N | TANK FARM TK-2008 TOP |  | Mixed Solvents
1074.01 |  |  | CLVS-H |  | CVS-FLGVE | 3 | GV | N | TANK FARM TK-2008 TOP |  | Mixed Solvents
1074.02 |  |  | CLVS-H |  | CVS-FLGVE | 3 | GV | N | TANK FARM TK-2008 TOP |  | Mixed Solvents
1074.03 |  |  | CLVS-H |  | FLANGE | 3 | GV | N | TANK FARM TK-2008 TOP |  | Mixed Solvents
1074.04 |  |  | CLVS-H |  | FLAME ARRESTOR | 3 | GV | N | TANK FARM TK-2008 TOP |  | Mixed Solvents
1074.05 |  |  | CLVS-H |  | FLANGED END | 3 | GV | N | TANK FARM TK-2008 TOP |  | Mixed Solvents
1075 |  |  | CLVS-H |  | VALVE | 3 | GV | N | TANK FARM TK-2008 TOP |  | Mixed Solvents
1075.01 |  |  | CLVS-H |  | CVS-FLGVE | 3 | GV | N | TANK FARM TK-2008 TOP |  | Mixed Solvents
1075.02 |  |  | CLVS-H |  | CVS-FLGVE | 3 | GV | N | TANK FARM TK-2008 TOP |  | Mixed Solvents
1075A |  |  | CLVS-H |  | VALVE | 3 | GV | N | TANK FARM TK-2008 TOP, 3 WAY VALVE |  | Mixed Solvents
1075A.01 |  |  | CLVS-H |  | FLANGE | 3 | GV | N | TANK FARM TK-2008 TOP, 3 WAY VALVE |  | Mixed Solvents
1075B |  |  | CLVS-H |  | CLVS-H BALL VALVE | 0.5 | GV | N | TANK FARM TK-2008 TOP, 3 WAY VALVE |  | Mixed Solvents
1075B.01 |  |  | CLVS-H |  | PLUG | 0.5 | GV | N | TANK FARM TK-2008 TOP, 3 WAY VALVE |  | Mixed Solvents
1075C |  |  | CLVS-H |  | CLVS-H BALL VALVE | 1.5 | GV | N | TANK FARM TK-2008 TOP, 3 WAY VALVE |  | Mixed Solvents
1075C.01 |  |  | CLVS-H |  | CLVS-H VCOUT | 1.5 | GV | N | TANK FARM TK-2008 TOP, 3 WAY VALVE |  | Mixed Solvents
1075C.02 |  |  | CLVS-H |  | REDUCER | 0.5 | GV | N | TANK FARM TK-2008 TOP, 3 WAY VALVE |  | Mixed Solvents
1075C.03 |  |  | CLVS-H |  | UNION INLET | 0.5 | GV | N | TANK FARM TK-2008 TOP, 3 WAY VALVE |  | Mixed Solvents
1075C.04 |  |  | CLVS-H |  | UNION | 0.5 | GV | N | TANK FARM TK-2008 TOP, 3 WAY VALVE |  | Mixed Solvents
1075C.05 |  |  | CLVS-H |  | UNION OUTLET | 0.5 | GV | N | TANK FARM TK-2008 TOP, 3 WAY VALVE |  | Mixed Solvents
1075C.06 |  |  | CLVS-H |  | NIPPLE | 0.5 | GV | N | TANK FARM TK-2008 TOP, 3 WAY VALVE |  | Mixed Solvents
1075D |  |  | CLVS-H |  | CLVS-H BALL VALVE | 1.5 | GV | N | TANK FARM TK-2008 TOP, 3 WAY VALVE |  | Mixed Solvents
1075D.01 |  |  | CLVS-H |  | CLVS-H VCOUT | 1.5 | GV | N | TANK FARM TK-2008 TOP, 3 WAY VALVE |  | Mixed Solvents
1075D.02 |  |  | CLVS-H |  | REDUCER | 0.5 | GV | N | TANK FARM TK-2008 TOP, 3 WAY VALVE |  | Mixed Solvents
1075D.03 |  |  | CLVS-H |  | UNION INLET | 0.5 | GV | N | TANK FARM TK-2008 TOP, 3 WAY VALVE |  | Mixed Solvents
1075D.04 |  |  | CLVS-H |  | UNION | 0.5 | GV | N | TANK FARM TK-2008 TOP, 3 WAY VALVE |  | Mixed Solvents
1075D.05 |  |  | CLVS-H |  | UNION OUTLET | 0.5 | GV | N | TANK FARM TK-2008 TOP, 3 WAY VALVE |  | Mixed Solvents
1075D.06 |  |  | CLVS-H |  | NIPPLE | 0.5 | GV | N | TANK FARM TK-2008 TOP, 3 WAY VALVE |  | Mixed Solvents
1075E |  |  | CLVS-H |  | CLVS-H BALL VALVE | 0.5 | GV | N | TANK FARM TK-2008 TOP, 3 WAY VALVE |  | Mixed Solvents
1075E.01 |  |  | CLVS-H |  | CLVS-H VCOUT | 0.5 | GV | N | TANK FARM TK-2008 TOP, 3 WAY VALVE |  | Mixed Solvents
1075E.02 |  |  | CLVS-H |  | NIPPLE | 0.5 | GV | N | TANK FARM TK-2008 TOP, 3 WAY VALVE |  | Mixed Solvents
1075E.03 |  |  | CLVS-H |  | TUBE FITTING | 0.5 | GV | N | TANK FARM TK-2008 TOP, 3 WAY VALVE |  | Mixed Solvents
1075F |  |  | CLVS-H |  | CLVS-H BALL VALVE | 1.5 | GV | N | TANK FARM TK-2008 TOP, 3 WAY VALVE |  | Mixed Solvents
1075G |  |  | CLVS-H |  | CLVS-H BALL VALVE | 0.75 | GV | N | TANK FARM TK-2008 TOP, NITROGEN REGULATOR |  | Mixed Solvents
1075H |  |  | CLVS-H |  | V-REG | 0.75 | GV | N | TANK FARM TK-2008 TOP, NITROGEN REGULATOR |  | Mixed Solvents
1075H.01 |  |  | CLVS-H |  | NIPPLE | 0.75 | GV | N | TANK FARM TK-2008 TOP, NITROGEN REGULATOR |  | Mixed Solvents
1075H.02 |  |  | CLVS-H |  | NIPPLE | 0.75 | GV | N | TANK FARM TK-2008 TOP, NITROGEN REGULATOR |  | Mixed Solvents
1075H.03 |  |  | CLVS-H |  | FLANGE | 0.75 | GV | N | TANK FARM TK-2008 TOP, NITROGEN REGULATOR |  | Mixed Solvents
1075H.04 |  |  | CLVS-H |  | TUBE FITTING | 0.75 | GV | N | TANK FARM TK-2008 TOP, NITROGEN REGULATOR |  | Mixed Solvents
1076 |  |  | CLVS-H |  | VALVE | 3 | GV | N | TANK FARM TK-2011 TOP |  | Mixed Solvents
1076.01 |  |  | CLVS-H |  | CVS-FLGVE | 3 | GV | N | TANK FARM TK-2011 TOP |  | Mixed Solvents
1076.02 |  |  | CLVS-H |  | CVS-FLGVE | 3 | GV | N | TANK FARM TK-2011 TOP |  | Mixed Solvents
1076.03 |  |  | CLVS-H |  | FLANGE | 4 | GV | N | TANK FARM TK-2011 TOP |  | Mixed Solvents
1076.04 |  |  | CLVS-H |  | FLAME ARRESTOR | 3 | GV | N | TANK FARM TK-2011 TOP |  | Mixed Solvents
1076.05 |  |  | CLVS-H |  | FLANGED END | 3 | GV | N | TANK FARM TK-2011 TOP |  | Mixed Solvents
1077 |  |  | CLVS-H |  | VALVE | 3 | GV | N | TANK FARM TK-2011 TOP |  | Mixed Solvents
1077.01 |  |  | CLVS-H |  | CVS-FLGVE | 3 | GV | N | TANK FARM TK-2011 TOP |  | Mixed Solvents
1077.02 |  |  | CLVS-H |  | CVS-FLGVE | 3 | GV | N | TANK FARM TK-2011 TOP |  | Mixed Solvents
1078 |  |  | CLVS-H |  | VALVE | 3 | GV | N | TANK FARM TK-1006 TOP |  | Mixed Solvents
1078.01 |  |  | CLVS-H |  | CVS-FLGVE | 3 | GV | N | TANK FARM TK-1006 TOP |  | Mixed Solvents
1078.02 |  |  | CLVS-H |  | CVS-FLGVE | 3 | GV | N | TANK FARM TK-1006 TOP |  | Mixed Solvents
1078.03 |  |  | CLVS-H |  | FLANGE | 3 | GV | N | TANK FARM TK-1006 TOP |  | Mixed Solvents
1078.04 |  |  | CLVS-H |  | FLAME ARRESTOR | 3 | GV | N | TANK FARM TK-1006 TOP |  | Mixed Solvents
1078.05 |  |  | CLVS-H |  | FLANGED END | 3 | GV | N | TANK FARM TK-1006 TOP |  | Mixed Solvents
1079 |  |  | CLVS-H |  | VALVE | 3 | GV | N | TANK FARM TK-1006 TOP |  | Mixed Solvents
1079.01 |  |  | CLVS-H |  | CVS-FLGVE | 3 | GV | N | TANK FARM TK-1006 TOP |  | Mixed Solvents
1079.02 |  |  | CLVS-H |  | CVS-FLGVE | 3 | GV | N | TANK FARM TK-1006 TOP |  | Mixed Solvents
1080 |  |  | CLVS-H |  | VALVE | 3 | GV | N | TANK FARM TK-1005 TOP |  | Mixed Solvents
1080.01 |  |  | CLVS-H |  | CVS-FLGVE | 3 | GV | N | TANK FARM TK-1005 TOP |  | Mixed Solvents
1080.02 |  |  | CLVS-H |  | CVS-FLGVE | 3 | GV | N | TANK FARM TK-1005 TOP |  | Mixed Solvents
1080.03 |  |  | CLVS-H |  | FLANGE | 3 | GV | N | TANK FARM TK-1005 TOP |  | Mixed Solvents
1080.04 |  |  | CLVS-H |  | FLAME ARRESTOR | 3 | GV | N | TANK FARM TK-1005 TOP |  | Mixed Solvents
1080.05 |  |  | CLVS-H |  | FLANGED END | 3 | GV | N | TANK FARM TK-1005 TOP |  | Mixed Solvents
1081 |  |  | CLVS-H |  | VALVE | 3 | GV | N | TANK FARM TK-1005 TOP |  | Mixed Solvents
1081.01 |  |  | CLVS-H |  | CVS-FLGVE | 3 | GV | N | TANK FARM TK-1005 TOP |  | Mixed Solvents
1081.02 |  |  | CLVS-H |  | CVS-FLGVE | 3 | GV | N | TANK FARM TK-1005 TOP |  | Mixed Solvents
1082 |  |  | CLVS-H |  | 90 DEGREE | 1 | GV | N | TANK FARM SOUTH OF TK-1005 TOP |  | Mixed Solvents
1082.01 |  |  | CLVS-H |  | 90 DEGREE OUTLET | 1 | GV | N | TANK FARM SOUTH OF TK-1005 TOP |  | Mixed Solvents
1082.02 |  |  | CLVS-H |  | FLANGE | 1 | GV | N | TANK FARM SOUTH OF TK-1005 TOP |  | Mixed Solvents
1083 |  |  | CLVS-H |  | VALVE | 3 | GV | N | TANK FARM TK-1004 TOP |  | Mixed Solvents
1083.01 |  |  | CLVS-H |  | CVS-FLGVE | 3 | GV | N | TANK FARM TK-1004 TOP |  | Mixed Solvents
1083.02 |  |  | CLVS-H |  | CVS-FLGVE | 3 | GV | N | TANK FARM TK-1004 TOP |  | Mixed Solvents
1083.03 |  |  | CLVS-H |  | FLANGE | 3 | GV | N | TANK FARM TK-1004 TOP |  | Mixed Solvents
1083.04 |  |  | CLVS-H |  | FLAME ARRESTOR | 3 | GV | N | TANK FARM TK-1004 TOP |  | Mixed Solvents
1083.05 |  |  | CLVS-H |  | FLANGED END | 3 | GV | N | TANK FARM TK-1004 TOP |  | Mixed Solvents
1084 |  |  | CLVS-H |  | VALVE | 3 | GV | N | TANK FARM TK-1004 TOP |  | Mixed Solvents
1084.01 |  |  | CLVS-H |  | CVS-FLGVE | 3 | GV | N | TANK FARM TK-1004 TOP |  | Mixed Solvents
1084.02 |  |  | CLVS-H |  | CVS-FLGVE | 3 | GV | N | TANK FARM TK-1004 TOP |  | Mixed Solvents
1085 |  |  | CLVS-H |  | VALVE | 3 | GV | N | TANK FARM TK-1003 TOP |  | Mixed Solvents
1085.01 |  |  | CLVS-H |  | CVS-FLGVE | 3 | GV | N | TANK FARM TK-1003 TOP |  | Mixed Solvents
1085.02 |  |  | CLVS-H |  | CVS-FLGVE | 3 | GV | N | TANK FARM TK-1003 TOP |  | Mixed Solvents
1085.03 |  |  | CLVS-H |  | FLANGE | 3 | GV | N | TANK FARM TK-1003 TOP |  | Mixed Solvents
1085.04 |  |  | CLVS-H |  | FLAME ARRESTOR | 3 | GV | N | TANK FARM TK-1003 TOP |  | Mixed Solvents
1085.05 |  |  | CLVS-H |  | FLANGED END | 3 | GV | N | TANK FARM TK-1003 TOP |  | Mixed Solvents
1086 |  |  | CLVS-H |  | VALVE | 3 | GV | N | TANK FARM TK-1003 TOP |  | Mixed Solvents
1086.01 |  |  | CLVS-H |  | CVS-FLGVE | 3 | GV | N | TANK FARM TK-1003 TOP |  | Mixed Solvents
1086.02 |  |  | CLVS-H |  | CVS-FLGVE | 3 | GV | N | TANK FARM TK-1003 TOP |  | Mixed Solvents
1086.03 |  |  | CLVS-H |  | COUPLING | 1 | GV | N | TANK FARM ABOVE TK-1003 TOP EAST SIDE |  | Mixed Solvents
1086.04 |  |  | CLVS-H |  | COUPLING | 1 | GV | N | TANK FARM ABOVE TK-1003 TOP EAST SIDE |  | Mixed Solvents
1087 |  |  | CLVS-H |  | 90 DEGREE | 1 | GV | N | TANK FARM SOUTHWEST OF TK-1001 TOP |  | Mixed Solvents
1087.01 |  |  | CLVS-H |  | 90 DEGREE OUTLET | 1 | GV | N | TANK FARM SOUTHWEST OF TK-1001 TOP |  | Mixed Solvents
1087.02 |  |  | CLVS-H |  | 90 DEGREE | 1 | GV | N | TANK FARM SOUTHWEST OF TK-1001 TOP |  | Mixed Solvents
1087.03 |  |  | CLVS-H |  | 90 DEGREE OUTLET | 1 | GV | N | TANK FARM SOUTHWEST OF TK-1001 TOP |  | Mixed Solvents
1087.04 |  |  | CLVS-H |  | REDUCER | 1 | GV | N | TANK FARM SOUTHWEST OF TK-1001 TOP |  | Mixed Solvents
1087.05 |  |  | CLVS-H |  | REDUCER | 2 | GV | N | TANK FARM SOUTHWEST OF TK-1001 TOP |  | Mixed Solvents
1088 |  |  | CLVS-H |  | VALVE | 0.75 | GV | N | TANK FARM SOUTHWEST OF TK-1001 TOP |  | Mixed Solvents
1088.01 |  |  | CLVS-H |  | SCRVEND | 0.75 | GV | N | TANK FARM SOUTHWEST OF TK-1001 TOP |  | Mixed Solvents
1088.02 |  |  | CLVS-H |  | SCRVEND | 0.75 | GV | N | TANK FARM SOUTHWEST OF TK-1001 TOP |  | Mixed Solvents
1088.03 |  |  | CLVS-H |  | REDUCER | 0.25 | GV | N | TANK FARM SOUTHWEST OF TK-1001 TOP |  | Mixed Solvents
1088.04 |  |  | CLVS-H |  | TEE | 0.75 | GV | N | TANK FARM SOUTHWEST OF TK-1001 TOP |  | Mixed Solvents
1088.05 |  |  | CLVS-H |  | TEE | 2 | GV | N | TANK FARM SOUTHWEST OF TK-1001 TOP |  | Mixed Solvents
1088.06 |  |  | CLVS-H |  | TEE | 2 | GV | N | TANK FARM SOUTHWEST OF TK-1001 TOP |  | Mixed Solvents
1089 |  |  | CLVS-H |  | VALVE | 2 | GV | N | TANK FARM WEST OF TK-1001 TOP |  | Mixed Solvents
1089.01 |  |  | CLVS-H |  | SCRVEND | 2 | GV | N | TANK FARM WEST OF TK-1001 TOP |  | Mixed Solvents
1089.02 |  |  | CLVS-H |  | SCRVEND | 2 | GV | N | TANK FARM WEST OF TK-1001 TOP |  | Mixed Solvents
1089.03 |  |  | CLVS-H |  | UNION | 2 | GV | N | TANK FARM WEST OF TK-1001 TOP |  | Mixed Solvents
1089.04 |  |  | CLVS-H |  | UNION INLET | 2 | GV | N | TANK FARM WEST OF TK-1001 TOP |  | Mixed Solvents
1089.05 |  |  | CLVS-H |  | UNION OUTLET | 2 | GV | N | TANK FARM WEST OF TK-1001 TOP |  | Mixed Solvents
1090 |  |  | CLVS-H |  | TEE | 2 | GV | N | TANK FARM WEST OF TK-1001 TOP |  | Mixed Solvents
1090.01 |  |  | CLVS-H |  | TEE | 2 | GV | N | TANK FARM WEST OF TK-1001 TOP |  | Mixed Solvents
1090.02 |  |  | CLVS-H |  | TEE | 0.75 | GV | N | TANK FARM WEST OF TK-1001 TOP |  | Mixed Solvents
1090.03 |  |  | CLVS-H |  | REDUCER | 0.5 | GV | N | TANK FARM WEST OF TK-1001 TOP |  | Mixed Solvents
1090.04 |  |  | CLVS-H |  | TUBE FITTING | 0.125 | GV | N | TANK FARM WEST OF TK-1001 TOP |  | Mixed Solvents
1090.05 |  |  | CLVS-H |  | UNION | 2 | GV | N | TANK FARM WEST OF TK-1001 TOP |  | Mixed Solvents
1090.06 |  |  | CLVS-H |  | UNION INLET | 2 | GV | N | TANK FARM WEST OF TK-1001 TOP |  | Mixed Solvents
1090.07 |  |  | CLVS-H |  | UNION OUTLET | 2 | GV | N | TANK FARM WEST OF TK-1001 TOP |  | Mixed Solvents
1091 |  |  | CLVS-H |  | V-REG | 2 | GV | N | TANK FARM WEST OF TK-1001 TOP |  | Mixed Solvents
1091.01 |  |  | CLVS-H |  | SCRVEND | 2 | GV | N | TANK FARM WEST OF TK-1001 TOP |  | Mixed Solvents
1091.02 |  |  | CLVS-H |  | TUBE FITTING | 0.25 | GV | N | TANK FARM WEST OF TK-1001 TOP |  | Mixed Solvents
1091.03 |  |  | CLVS-H |  | TEE | 2 | GV | N | TANK FARM WEST OF TK-1001 TOP |  | Mixed Solvents
1091.04 |  |  | CLVS-H |  | TEE | 2 | GV | N | TANK FARM WEST OF TK-1001 TOP |  | Mixed Solvents
1091.05 |  |  | CLVS-H |  | TEE | 0.75 | GV | N | TANK FARM WEST OF TK-1001 TOP |  | Mixed Solvents
1092 |  |  | CLVS-H |  | VALVE | 3 | GV | N | TANK FARM TK-1001 TOP |  | Mixed Solvents
1092.01 |  |  | CLVS-H |  | CVS-FLGVE | 3 | GV | N | TANK FARM TK-1001 TOP |  | Mixed Solvents
1092.02 |  |  | CLVS-H |  | CVS-FLGVE | 3 | GV | N | TANK FARM TK-1001 TOP |  | Mixed Solvents
1092.03 |  |  | CLVS-H |  | FLANGE | 3 | GV | N | TANK FARM TK-1001 TOP |  | Mixed Solvents
1092.04 |  |  | CLVS-H |  | FLAME ARRESTOR | 3 | GV | N | TANK FARM TK-1001 TOP |  | Mixed Solvents
1092.05 |  |  | CLVS-H |  | FLANGED END | 3 | GV | N | TANK FARM TK-1001 TOP |  | Mixed Solvents
1093 |  |  | CLVS-H |  | VALVE | 3 | GV | N | TANK FARM TK-1001 TOP |  | Mixed Solvents
1093.01 |  |  | CLVS-H |  | VALVE | 3 | GV | N | TANK FARM TK-1001 TOP |  | Mixed Solvents
1093.02 |  |  | CLVS-H |  | VALVE | 3 | GV | N | TANK FARM TK-1001 TOP |  | Mixed Solvents
1094 |  |  | CLVS-H |  | VALVE | 3 | GV | N | TANK FARM TK-1002 TOP |  | Mixed Solvents
1094.01 |  |  | CLVS-H |  | CVS-FLGVE | 3 | GV | N | TANK FARM TK-1002 TOP |  | Mixed Solvents
1094.02 |  |  | CLVS-H |  | CVS-FLGVE | 3 | GV | N | TANK FARM TK-1002 TOP |  | Mixed Solvents
1094.03 |  |  | CLVS-H |  | FLANGE | 3 | GV | N | TANK FARM TK-1002 TOP |  | Mixed Solvents
1094.04 |  |  | CLVS-H |  | FLAME ARRESTOR | 3 | GV | N | TANK FARM TK-1002 TOP |  | Mixed Solvents
1095 |  |  | CLVS-H |  | VALVE | 3 | GV | N | TANK FARM TK-1002 TOP |  | Mixed Solvents
1095.01 |  |  | CLVS-H |  | CVS-FLGVE | 3 | GV | N | TANK FARM TK-1002 TOP |  | Mixed Solvents
1095.02 |  |  | CLVS-H |  | CVS-FLGVE | 3 | GV | N | TANK FARM TK-1002 TOP |  | Mixed Solvents
1096 |  |  | CLVS-H |  | VALVE | 3 | GV | N | TANK FARM TK-1017 TOP |  | Mixed Solvents
1096.01 |  |  | CLVS-H |  | CVS-FLGVE | 3 | GV | N | TANK FARM TK-1017 TOP |  | Mixed Solvents
1096.02 |  |  | CLVS-H |  | CVS-FLGVE | 3 | GV | N | TANK FARM TK-1017 TOP |  | Mixed Solvents
1096.03 |  |  | CLVS-H |  | FLANGE | 3 | GV | N | TANK FARM TK-1017 TOP |  | Mixed Solvents
1096.04 |  |  | CLVS-H |  | FLAME ARRESTOR | 3 | GV | N | TANK FARM TK-1017 TOP |  | Mixed Solvents
1096.05 |  |  | CLVS-H |  | FLANGED END | 3 | GV | N | TANK FARM TK-1017 TOP |  | Mixed Solvents
1097 |  |  | CLVS-H |  | VALVE | 3 | GV | N | TANK FARM TK-1017 TOP |  | Mixed Solvents
1097.01 |  |  | CLVS-H |  | CVS-FLGVE | 3 | GV | N | TANK FARM TK-1017 TOP |  | Mixed Solvents
1097.02 |  |  | CLVS-H |  | CVS-FLGVE | 3 | GV | N | TANK FARM TK-1017 TOP |  | Mixed Solvents
1098 |  |  | CLVS-H |  | VALVE | 3 | GV | N | TANK FARM TK-1018 TOP |  | Mixed Solvents
1098.01 |  |  | CLVS-H |  | CVS-FLGVE | 3 | GV | N | TANK FARM TK-1018 TOP |  | Mixed Solvents
1098.02 |  |  | CLVS-H |  | CVS-FLGVE | 3 | GV | N | TANK FARM TK-1018 TOP |  | Mixed Solvents
1098.03 |  |  | CLVS-H |  | FLANGE | 3 | GV | N | TANK FARM TK-1018 TOP |  | Mixed Solvents
1099 |  |  | CLVS-H |  | VALVE | 3 | GV | N | TANK FARM TK-1018 TOP |  | Mixed Solvents
1099.01 |  |  | CLVS-H |  | CVS-FLGVE | 3 | GV | N | TANK FARM TK-1018 TOP |  | Mixed Solvents
1099.02 |  |  | CLVS-H |  | CVS-FLGVE | 3 | GV | N | TANK FARM TK-1018 TOP |  | Mixed Solvents
1099.03 |  |  | CLVS-H |  | FLAME ARRESTOR | 3 | GV | N | TANK FARM TK-1018 TOP |  | Mixed Solvents
1099.04 |  |  | CLVS-H |  | FLANGED END | 3 | GV | N | TANK FARM TK-1018 TOP |  | Mixed Solvents
1100 |  |  | CLVS-H |  | VALVE | 2 | GV | N | TANK FARM SOUTHWEST OF TK-1018 TOP |  | Mixed Solvents
1101 |  |  | CLVS-H |  | VALVE | 0.5 | GV | N | TANK FARM O/H SOUTHWEST OF TK-1018 TOP |  | Mixed Solvents
1101.01 |  |  | CLVS-H |  | SCRVEND | 0.5 | GV | N | TANK FARM O/H SOUTHWEST OF TK-1018 TOP |  | Mixed Solvents
1101.02 |  |  | CLVS-H |  | SCRVEND | 0.5 | GV | N | TANK FARM O/H SOUTHWEST OF TK-1018 TOP |  | Mixed Solvents
1101.03 |  |  | CLVS-H |  | NIPPLE | 0.5 | GV | N | TANK FARM O/H SOUTHWEST OF TK-1018 TOP |  | Mixed Solvents
1102 |  |  | CLVS-H |  | V-REG | 4 | GV | N | TANK FARM O/H SOUTHWEST OF TK-1018 TOP |  | Mixed Solvents
1102.01 |  |  | CLVS-H |  | CVS-FLGVE | 4 | GV | N | TANK FARM O/H SOUTHWEST OF TK-1018 TOP |  | Mixed Solvents
1102.02 |  |  | CLVS-H |  | CVS-FLGVE | 4 | GV | N | TANK FARM O/H SOUTHWEST OF TK-1018 TOP |  | Mixed Solvents
1102.03 |  |  | CLVS-H |  | BUSHING | 0.5 | GV | N | TANK FARM O/H SOUTHWEST OF TK-1018 TOP |  | Mixed Solvents
1102.04 |  |  | CLVS-H |  | TUBE FITTING | 0.125 | GV | N | TANK FARM O/H SOUTHWEST OF TK-1018 TOP |  | Mixed Solvents
1103 |  |  | CLVS-H |  | VALVE | 3 | GV | N | TANK FARM TK-1019 TOP |  | Mixed Solvents
1103.01 |  |  | CLVS-H |  | CVS-FLGVE | 3 | GV | N | TANK FARM TK-1019 TOP |  | Mixed Solvents
1103.02 |  |  | CLVS-H |  | CVS-FLGVE | 3 | GV | N | TANK FARM TK-1019 TOP |  | Mixed Solvents
1103.03 |  |  | CLVS-H |  | FLANGE | 3 | GV | N | TANK FARM TK-1019 TOP |  | Mixed Solvents
1103.04 |  |  | CLVS-H |  | FLAME ARRESTOR | 3 | GV | N | TANK FARM TK-1019 TOP |  | Mixed Solvents
1104 |  |  | CLVS-H |  | VALVE | 3 | GV | N | TANK FARM TK-1019 TOP |  | Mixed Solvents
1104.01 |  |  | CLVS-H |  | CVS-FLGVE | 3 | GV | N | TANK FARM TK-1019 TOP |  | Mixed Solvents
1104.02 |  |  | CLVS-H |  | CVS-FLGVE | 3 | GV | N | TANK FARM TK-1019 TOP |  | Mixed Solvents
1105 |  |  | CLVS-H |  | VALVE | 3 | GV | N | TANK FARM TK-1007 TOP |  | Mixed Solvents
1105.01 |  |  | CLVS-H |  | CVS-FLGVE | 3 | GV | N | TANK FARM TK-1007 TOP |  | Mixed Solvents
1105.02 |  |  | CLVS-H |  | CVS-FLGVE | 3 | GV | N | TANK FARM TK-1007 TOP |  | Mixed Solvents
1105.03 |  |  | CLVS-H |  | FLANGE | 3 | GV | N | TANK FARM TK-1007 TOP |  | Mixed Solvents
1105.04 |  |  | CLVS-H |  | FLAME ARRESTOR | 3 | GV | N | TANK FARM TK-1007 TOP |  | Mixed Solvents
1105.05 |  |  | CLVS-H |  | FLANGED END | 3 | GV | N | TANK FARM TK-1007 TOP |  | Mixed Solvents
1106 |  |  | CLVS-H |  | VALVE | 3 | GV | N | TANK FARM TK-1007 TOP |  | Mixed Solvents
1106.01 |  |  | CLVS-H |  | CVS-FLGVE | 3 | GV | N | TANK FARM TK-1007 TOP |  | Mixed Solvents
1106.02 |  |  | CLVS-H |  | CVS-FLGVE | 3 | GV | N | TANK FARM TK-1007 TOP |  | Mixed Solvents
1107 |  |  | CLVS-H |  | VALVE | 3 | GV | N | TANK FARM TK-1008 TOP |  | Mixed Solvents
1107.01 |  |  | CLVS-H |  | CVS-FLGVE | 3 | GV | N | TANK FARM TK-1008 TOP |  | Mixed Solvents
1107.02 |  |  | CLVS-H |  | CVS-FLGVE | 3 | GV | N | TANK FARM TK-1008 TOP |  | Mixed Solvents
1107.03 |  |  | CLVS-H |  | FLANGE | 3 | GV | N | TANK FARM TK-1008 TOP |  | Mixed Solvents
1107.04 |  |  | CLVS-H |  | FLAME ARRESTOR | 3 | GV | N | TANK FARM TK-1008 TOP |  | Mixed Solvents
1107.05 |  |  | CLVS-H |  | FLANGED END | 3 | GV | N | TANK FARM TK-1008 TOP |  | Mixed Solvents
1108 |  |  | CLVS-H |  | VALVE | 3 | GV | N | TANK FARM TK-1008 TOP |  | Mixed Solvents
1108.01 |  |  | CLVS-H |  | CVS-FLGVE | 3 | GV | N | TANK FARM TK-1008 TOP |  | Mixed Solvents
1108.02 |  |  | CLVS-H |  | CVS-FLGVE | 3 | GV | N | TANK FARM TK-1008 TOP |  | Mixed Solvents
1109 |  |  | CLVS-H |  | VALVE | 3 | GV | N | TANK FARM TK-1009 TOP |  | Mixed Solvents
1109.01 |  |  | CLVS-H |  | CVS-FLGVE | 3 | GV | N | TANK FARM TK-1009 TOP |  | Mixed Solvents
1109.02 |  |  | CLVS-H |  | CVS-FLGVE | 3 | GV | N | TANK FARM TK-1009 TOP |  | Mixed Solvents
1109.03 |  |  | CLVS-H |  | FLANGE | 3 | GV | N | TANK FARM TK-1009 TOP |  | Mixed Solvents
1109.04 |  |  | CLVS-H |  | FLAME ARRESTOR | 3 | GV | N | TANK FARM TK-1009 TOP |  | Mixed Solvents
1109.05 |  |  | CLVS-H |  | FLANGED END | 3 | GV | N | TANK FARM TK-1009 TOP |  | Mixed Solvents
1110 |  |  | CLVS-H |  | VALVE | 3 | GV | N | TANK FARM TK-1009 TOP |  | Mixed Solvents
1110.01 |  |  | CLVS-H |  | CVS-FLGVE | 3 | GV | N | TANK FARM TK-1009 TOP |  | Mixed Solvents
1110.02 |  |  | CLVS-H |  | CVS-FLGVE | 3 | GV | N | TANK FARM TK-1009 TOP |  | Mixed Solvents
1111 |  |  | CLVS-H |  | VALVE | 3 | GV | N | TANK FARM TK-1010 TOP |  | Mixed Solvents
1111.01 |  |  | CLVS-H |  | CVS-FLGVE | 3 | GV | N | TANK FARM TK-1010 TOP |  | Mixed Solvents
1111.02 |  |  | CLVS-H |  | CVS-FLGVE | 3 | GV | N | TANK FARM TK-1010 TOP |  | Mixed Solvents
1111.03 |  |  | CLVS-H |  | FLANGE | 3 | GV | N | TANK FARM TK-1010 TOP |  | Mixed Solvents
1111.04 |  |  | CLVS-H |  | FLAME ARRESTOR | 3 | GV | N | TANK FARM TK-1010 TOP |  | Mixed Solvents
1111.05 |  |  | CLVS-H |  | FLANGE | 3 | GV | N | TANK FARM TK-1010 TOP |  | Mixed Solvents
1112 |  |  | CLVS-H |  | VALVE | 3 | GV | N | TANK FARM TK-1010 TOP |  | Mixed Solvents
1112.01 |  |  | CLVS-H |  | CVS-FLGVE | 3 | GV | N | TANK FARM TK-1010 TOP |  | Mixed Solvents
1112.02 |  |  | CLVS-H |  | CVS-FLGVE | 3 | GV | N | TANK FARM TK-1010 TOP |  | Mixed Solvents
1113 |  |  | CLVS-H |  | VALVE | 3 | GV | N | TANK FARM TK-1011 TOP |  | Mixed Solvents
1113.01 |  |  | CLVS-H |  | CVS-FLGVE | 3 | GV | N | TANK FARM TK-1011 TOP |  | Mixed Solvents
1113.02 |  |  | CLVS-H |  | CVS-FLGVE | 3 | GV | N | TANK FARM TK-1011 TOP |  | Mixed Solvents
1113.03 |  |  | CLVS-H |  | FLANGE | 3 | GV | N | TANK FARM TK-1011 TOP |  | Mixed Solvents
1113.04 |  |  | CLVS-H |  | FLAME ARRESTOR | 3 | GV | N | TANK FARM TK-1011 TOP |  | Mixed Solvents
1113.05 |  |  | CLVS-H |  | FLANGED END | 3 | GV | N | TANK FARM TK-1011 TOP |  | Mixed Solvents
1114 |  |  | CLVS-H |  | FLANGED END | 3 | GV | N | TANK FARM TK-1011 TOP |  | Mixed Solvents
1114.01 |  |  | CLVS-H |  | CVS-FLGVE | 3 | GV | N | TANK FARM TK-1011 TOP |  | Mixed Solvents
1114.02 |  |  | CLVS-H |  | CVS-FLGVE | 3 | GV | N | TANK FARM TK-1011 TOP |  | Mixed Solvents
1115 |  |  | CLVS-H |  | VALVE | 3 | GV | N | TANK FARM TK-1012 TOP |  | Mixed Solvents
1115.01 |  |  | CLVS-H |  | CVS-FLGVE | 3 | GV | N | TANK FARM TK-1012 TOP |  | Mixed Solvents
1115.02 |  |  | CLVS-H |  | CVS-FLGVE | 3 | GV | N | TANK FARM TK-1012 TOP |  | Mixed Solvents
1115.03 |  |  | CLVS-H |  | FLANGE | 3 | GV | N | TANK FARM TK-1012 TOP |  | Mixed Solvents
1115.04 |  |  | CLVS-H |  | FLAME ARRESTOR | 3 | GV | N | TANK FARM TK-1012 TOP |  | Mixed Solvents
1115.05 |  |  | CLVS-H |  | FLANGED END | 3 | GV | N | TANK FARM TK-1012 TOP |  | Mixed Solvents
1116 |  |  | CLVS-H |  | VALVE | 3 | GV | N | TANK FARM TK-1012 TOP |  | Mixed Solvents
1116.01 |  |  | CLVS-H |  | CVS-FLGVE | 3 | GV | N | TANK FARM TK-1012 TOP |  | Mixed Solvents
1116.02 |  |  | CLVS-H |  | CVS-FLGVE | 3 | GV | N | TANK FARM TK-1012 TOP |  | Mixed Solvents
1117 |  |  | CLVS-H |  | VALVE | 3 | GV | N | TANK FARM TK-1013 TOP |  | Mixed Solvents
1117.01 |  |  | CLVS-H |  | CVS-FLGVE | 3 | GV | N | TANK FARM TK-1013 TOP |  | Mixed Solvents
1117.02 |  |  | CLVS-H |  | CVS-FLGVE | 3 | GV | N | TANK FARM TK-1013 TOP |  | Mixed Solvents
1117.03 |  |  | CLVS-H |  | FLANGE | 3 | GV | N | TANK FARM TK-1013 TOP |  | Mixed Solvents
1117.04 |  |  | CLVS-H |  | FLAME ARRESTOR | 3 | GV | N | TANK FARM TK-1013 TOP |  | Mixed Solvents
1117.05 |  |  | CLVS-H |  | FLANGED END | 3 | GV | N | TANK FARM TK-1013 TOP |  | Mixed Solvents
1118 |  |  | CLVS-H |  | VALVE | 3 | GV | N | TANK FARM TK-1013 TOP |  | Mixed Solvents
1118.01 |  |  | CLVS-H |  | CVS-FLGVE | 3 | GV | N | TANK FARM TK-1013 TOP |  | Mixed Solvents
1118.02 |  |  | CLVS-H |  | CVS-FLGVE | 3 | GV | N | TANK FARM TK-1013 TOP |  | Mixed Solvents
1119 |  |  | CLVS-H |  | VALVE | 3 | GV | N | TANK FARM TK-1014 TOP |  | Mixed Solvents
1119.01 |  |  | CLVS-H |  | CVS-FLGVE | 3 | GV | N | TANK FARM TK-1014 TOP |  | Mixed Solvents
1119.02 |  |  | CLVS-H |  | CVS-FLGVE | 3 | GV | N | TANK FARM TK-1014 TOP |  | Mixed Solvents
1119.03 |  |  | CLVS-H |  | FLANGE | 3 | GV | N | TANK FARM TK-1014 TOP |  | Mixed Solvents
1119.04 |  |  | CLVS-H |  | FLAME ARRESTOR | 3 | GV | N | TANK FARM TK-1014 TOP |  | Mixed Solvents
1119.05 |  |  | CLVS-H |  | FLANGED END | 3 | GV | N | TANK FARM TK-1014 TOP |  | Mixed Solvents
1120 |  |  | CLVS-H |  | VALVE | 3 | GV | N | TANK FARM TK-1014 TOP |  | Mixed Solvents
1120.01 |  |  | CLVS-H |  | CVS-FLGVE | 3 | GV | N | TANK FARM TK-1014 TOP |  | Mixed Solvents
1120.02 |  |  | CLVS-H |  | CVS-FLGVE | 3 | GV | N | TANK FARM TK-1014 TOP |  | Mixed Solvents
1121 |  |  | CLVS-H |  | VALVE | 3 | GV | N | TANK FARM TK-1015 TOP |  | Mixed Solvents
1121.01 |  |  | CLVS-H |  | CVS-FLGVE | 3 | GV | N | TANK FARM TK-1015 TOP |  | Mixed Solvents
1121.02 |  |  | CLVS-H |  | CVS-FLGVE | 3 | GV | N | TANK FARM TK-1015 TOP |  | Mixed Solvents
1121.03 |  |  | CLVS-H |  | FLANGE | 3 | GV | N | TANK FARM TK-1015 TOP |  | Mixed Solvents
1121.04 |  |  | CLVS-H |  | FLAME ARRESTOR | 3 | GV | N | TANK FARM TK-1015 TOP |  | Mixed Solvents
1121.05 |  |  | CLVS-H |  | FLANGED END | 3 | GV | N | TANK FARM TK-1015 TOP |  | Mixed Solvents
1122 |  |  | CLVS-H |  | VALVE | 3 | GV | N | TANK FARM TK-1015 TOP |  | Mixed Solvents
1122.01 |  |  | CLVS-H |  | CVS-FLGVE | 3 | GV | N | TANK FARM TK-1015 TOP |  | Mixed Solvents
1122.02 |  |  | CLVS-H |  | CVS-FLGVE | 3 | GV | N | TANK FARM TK-1015 TOP |  | Mixed Solvents
1123 |  |  | CLVS-H |  | VALVE | 3 | GV | N | TANK FARM TK-1016 TOP |  | Mixed Solvents
1123.01 |  |  | CLVS-H |  | CVS-FLGVE | 3 | GV | N | TANK FARM TK-1016 TOP |  | Mixed Solvents
1123.02 |  |  | CLVS-H |  | CVS-FLGVE | 3 | GV | N | TANK FARM TK-1016 TOP |  | Mixed Solvents
1123.03 |  |  | CLVS-H |  | FLANGE | 3 | GV | N | TANK FARM TK-1016 TOP |  | Mixed Solvents
1123.04 |  |  | CLVS-H |  | FLAME ARRESTOR | 3 | GV | N | TANK FARM TK-1016 TOP |  | Mixed Solvents
1123.05 |  |  | CLVS-H |  | FLANGED END | 3 | GV | N | TANK FARM TK-1016 TOP |  | Mixed Solvents
1124 |  |  | CLVS-H |  | VALVE | 3 | GV | N | TANK FARM TK-1016 TOP |  | Mixed Solvents
1124.01 |  |  | CLVS-H |  | CVS-FLGVE | 3 | GV | N | TANK FARM TK-1016 TOP |  | Mixed Solvents
1124.02 |  |  | CLVS-H |  | CVS-FLGVE | 3 | GV | N | TANK FARM TK-1016 TOP |  | Mixed Solvents
1125 |  |  | CLVS-H |  | VALVE | 3 | GV | N | TANK FARM TK-1023 TOP |  | Mixed Solvents
1125.01 |  |  | CLVS-H |  | CVS-FLGVE | 3 | GV | N | TANK FARM TK-1023 TOP |  | Mixed Solvents
1125.02 |  |  | CLVS-H |  | CVS-FLGVE | 3 | GV | N | TANK FARM TK-1023 TOP |  | Mixed Solvents
1125.03 |  |  | CLVS-H |  | FLANGE | 3 | GV | N | TANK FARM TK-1023 TOP |  | Mixed Solvents
1125.04 |  |  | CLVS-H |  | FLAME ARRESTOR | 3 | GV | N | TANK FARM TK-1023 TOP |  | Mixed Solvents
1125.05 |  |  | CLVS-H |  | FLANGED END | 3 | GV | N | TANK FARM TK-1023 TOP |  | Mixed Solvents
1126 |  |  | CLVS-H |  | VALVE | 3 | GV | N | TANK FARM TK-1023 TOP |  | Mixed Solvents
1126.01 |  |  | CLVS-H |  | CVS-FLGVE | 3 | GV | N | TANK FARM TK-1023 TOP |  | Mixed Solvents
1126.02 |  |  | CLVS-H |  | CVS-FLGVE | 3 | GV | N | TANK FARM TK-1023 TOP |  | Mixed Solvents
1127 |  |  | CLVS-H |  | VALVE | 3 | GV | N | TANK FARM TK-1022 TOP |  | Mixed Solvents
1127.01 |  |  | CLVS-H |  | CVS-FLGVE | 3 | GV | N | TANK FARM TK-1022 TOP |  | Mixed Solvents
1127.02 |  |  | CLVS-H |  | CVS-FLGVE | 3 | GV | N | TANK FARM TK-1022 TOP |  | Mixed Solvents
1127.03 |  |  | CLVS-H |  | FLANGE | 3 | GV | N | TANK FARM TK-1022 TOP |  | Mixed Solvents
1127.04 |  |  | CLVS-H |  | FLAME ARRESTOR | 3 | GV | N | TANK FARM TK-1022 TOP |  | Mixed Solvents
1127.05 |  |  | CLVS-H |  | FLANGED END | 3 | GV | N | TANK FARM TK-1022 TOP |  | Mixed Solvents
1128 |  |  | CLVS-H |  | VALVE | 3 | GV | N | TANK FARM TK-1022 TOP |  | Mixed Solvents
1128.01 |  |  | CLVS-H |  | CVS-FLGVE | 3 | GV | N | TANK FARM TK-1022 TOP |  | Mixed Solvents
1128.02 |  |  | CLVS-H |  | CVS-FLGVE | 3 | GV | N | TANK FARM TK-1022 TOP |  | Mixed Solvents
1129 |  |  | CLVS-H |  | VALVE | 3 | GV | N | TANK FARM TK-1021 TOP |  | Mixed Solvents
1129.01 |  |  | CLVS-H |  | CVS-FLGVE | 3 | GV | N | TANK FARM TK-1021 TOP |  | Mixed Solvents
1129.02 |  |  | CLVS-H |  | CVS-FLGVE | 3 | GV | N | TANK FARM TK-1021 TOP |  | Mixed Solvents
1129.03 |  |  | CLVS-H |  | FLANGE | 3 | GV | N | TANK FARM TK-1021 TOP |  | Mixed Solvents
1129.04 |  |  | CLVS-H |  | FLAME ARRESTOR | 3 | GV | N | TANK FARM TK-1021 TOP |  | Mixed Solvents
1129.05 |  |  | CLVS-H |  | FLANGED END | 3 | GV | N | TANK FARM TK-1021 TOP |  | Mixed Solvents
1130 |  |  | CLVS-H |  | VALVE | 3 | GV | N | TANK FARM TK-1021 TOP |  | Mixed Solvents
1130.01 |  |  | CLVS-H |  | CVS-FLGVE | 3 | GV | N | TANK FARM TK-1021 TOP |  | Mixed Solvents
1130.02 |  |  | CLVS-H |  | CVS-FLGVE | 3 | GV | N | TANK FARM TK-1021 TOP |  | Mixed Solvents
1131 |  |  | CLVS-H |  | VALVE | 3 | GV | N | TANK FARM TK-1020 TOP |  | Mixed Solvents
1131.01 |  |  | CLVS-H |  | CVS-FLGVE | 3 | GV | N | TANK FARM TK-1020 TOP |  | Mixed Solvents
1131.02 |  |  | CLVS-H |  | CVS-FLGVE | 3 | GV | N | TANK FARM TK-1020 TOP |  | Mixed Solvents
1131.03 |  |  | CLVS-H |  | FLANGE | 3 | GV | N | TANK FARM TK-1020 TOP |  | Mixed Solvents
1131.04 |  |  | CLVS-H |  | FLAME ARRESTOR | 3 | GV | N | TANK FARM TK-1020 TOP |  | Mixed Solvents
1131.05 |  |  | CLVS-H |  | FLANGED END | 3 | GV | N | TANK FARM TK-1020 TOP |  | Mixed Solvents
1132 |  |  | CLVS-H |  | VALVE | 3 | GV | N | TANK FARM TK-1020 TOP |  | Mixed Solvents
1132.01 |  |  | CLVS-H |  | FLANGED END | 3 | GV | N | TANK FARM TK-1020 TOP |  | Mixed Solvents
1132.02 |  |  | CLVS-H |  | FLANGED END | 3 | GV | N | TANK FARM TK-1020 TOP |  | Mixed Solvents
1133 |  |  | CLVS-H |  | VALVE | 2 | GV | N | TANK FARM DRAIN NW OF TK-1018 BOTTOM |  | Mixed Solvents
1133.01 |  |  | CLVS-H |  | OEL | 2 | GV | N | TANK FARM DRAIN NW OF TK-1018 BOTTOM |  | Mixed Solvents
1134 |  |  | CLVS-H |  | VALVE | 2 | GV | N | TANK FARM DRAIN SE OF TK-2011 BOTTOM |  | Mixed Solvents
1134.01 |  |  | CLVS-H |  | OEL | 2 | GV | N | TANK FARM DRAIN SE OF TK-2011 BOTTOM |  | Mixed Solvents
1134.02 |  |  | CLVS-H |  | VALVE | 2 | GV | D | TANK FARM DRAIN P/R O/H SE OF TK-2011 BOTTOM |  | Mixed Solvents
1135 |  |  | CONECT |  | FLANGE | 2 | LL | D | TANK FARM S MANIFOLDO/H N OF BARREL LADDER |  | Mixed Solvents
1135.01 |  |  | CONECT |  | FLANGE | 2 | LL | D | TANK FARM S MANIFOLDO/H N OF BARREL LADDER |  | Mixed Solvents
1135.02 |  |  | CONECT |  | FLANGE | 3 | LL | D | TANK FARM S MANIFOLDO/H N OF BARREL LADDER |  | Mixed Solvents
1135.03 |  |  | CONECT |  | FLANGE | 3 | LL | D | TANK FARM S MANIFOLDO/H N OF BARREL LADDER |  | Mixed Solvents
1135A |  |  | CLVS-H |  | VALVE | 1 | GV | N | TANK FARM DRAIN N MANIFOLD NW CORNER |  | Mixed Solvents
1135A.01 |  |  | CLVS-H |  | OEL | 1 | GV | N | TANK FARM DRAIN N MANIFOLD NW CORNER |  | Mixed Solvents
1135A.02 |  |  | CLVS-H |  | VALVE | 1 | GV | D | TANK FARM DRAIN N MANIFOLD NW CORNER O/H |  | Mixed Solvents
1135A.03 |  |  | CLVS-H |  | FLANGE | 8 | GV | D | TANK FARM DRAIN N MANIFOLD NW CORNER O/H |  | Mixed Solvents
1136 |  |  | CONECT |  | FLANGE | 2 | LL | N | DDU P/R WALKWAY ABOVE S MANIFOLD |  | Mixed Solvents
1136.01 |  |  | CONECT |  | FLANGE | 2 | LL | N | DDU P/R WALKWAY ABOVE S MANIFOLD |  | Mixed Solvents
1137 |  |  | CONECT |  | FLANGE | 3 | LL | N | DDU P/R WALKWAY ABOVE S MANIFOLD |  | Mixed Solvents
1137.01 |  |  | CONECT |  | FLANGE | 3 | LL | N | DDU P/R WALKWAY ABOVE S MANIFOLD |  | Mixed Solvents
1137.02 |  |  | CONECT |  | FLANGE | 3 | LL | N | DDU P/R WALKWAY ABOVE S MANIFOLD |  | Mixed Solvents
1137.03 |  |  | CONECT |  | FLANGE | 3 | LL | N | DDU P/R WALKWAY ABOVE S MANIFOLD |  | Mixed Solvents
1137.04 |  |  | CONECT |  | FLANGE | 2 | LL | N | DDU P/R WALKWAY ABOVE S MANIFOLD |  | Mixed Solvents
1137.05 |  |  | CONECT |  | FLANGE | 2 | LL | N | DDU P/R WALKWAY ABOVE S MANIFOLD |  | Mixed Solvents
1137.06 |  |  | CONECT |  | FLANGE | 2 | LL | N | DDU P/R WALKWAY ABOVE S MANIFOLD |  | Mixed Solvents
1137.07 |  |  | CONECT |  | FLANGE | 2 | LL | N | DDU P/R WALKWAY ABOVE S MANIFOLD |  | Mixed Solvents
1138 |  |  | CONECT |  | FLANGE | 3 | LL | N | DDU P/R WALKWAY FROM TANK FARM TO DDU |  | Mixed Solvents
1138.01 |  |  | CONECT |  | FLANGE | 3 | LL | N | DDU P/R WALKWAY FROM TANK FARM TO DDU |  | Mixed Solvents
1138.02 |  |  | CONECT |  | FLANGE | 2 | LL | N | DDU P/R WALKWAY FROM TANK FARM TO DDU |  | Mixed Solvents
1138.03 |  |  | CONECT |  | FLANGE | 2 | LL | N | DDU P/R WALKWAY FROM TANK FARM TO DDU |  | Mixed Solvents
1138.04 |  |  | CONECT |  | FLANGE | 2 | LL | N | DDU P/R WALKWAY FROM TANK FARM TO DDU |  | Mixed Solvents
1139 |  |  | CONECT |  | FLANGE | 3 | LL | N | DDU P/R WALKWAY FROM TANK FARM TO DDU |  | Mixed Solvents
1139.01 |  |  | CONECT |  | FLANGE | 3 | LL | N | DDU P/R WALKWAY FROM TANK FARM TO DDU |  | Mixed Solvents
1139.02 |  |  | CONECT |  | FLANGE | 3 | LL | N | DDU P/R WALKWAY FROM TANK FARM TO DDU |  | Mixed Solvents
1139.03 |  |  | CONECT |  | FLANGE | 3 | LL | N | DDU P/R WALKWAY FROM TANK FARM TO DDU |  | Mixed Solvents
1139.04 |  |  | CONECT |  | FLANGE | 2 | LL | N | DDU P/R WALKWAY FROM TANK FARM TO DDU |  | Mixed Solvents
1139.05 |  |  | CONECT |  | FLANGE | 2 | LL | N | DDU P/R WALKWAY FROM TANK FARM TO DDU |  | Mixed Solvents
1139.06 |  |  | CONECT |  | FLANGE | 2 | LL | N | DDU P/R WALKWAY FROM TANK FARM TO DDU |  | Mixed Solvents
1140 |  |  | CONECT |  | FLANGE | 3 | LL | N | DDU P/R WALKWAY FROM TANK FARM TO DDU |  | Mixed Solvents
1140.01 |  |  | CONECT |  | FLANGE | 3 | LL | N | DDU P/R WALKWAY FROM TANK FARM TO DDU |  | Mixed Solvents
1140.02 |  |  | CONECT |  | FLANGE | 2 | LL | N | DDU P/R WALKWAY FROM TANK FARM TO DDU |  | Mixed Solvents
1140.03 |  |  | CONECT |  | FLANGE | 2 | LL | N | DDU P/R WALKWAY FROM TANK FARM TO DDU |  | Mixed Solvents
1140.04 |  |  | CONECT |  | FLANGE | 2 | LL | N | DDU P/R WALKWAY FROM TANK FARM TO DDU |  | Mixed Solvents
1141 |  |  | CONECT |  | FLANGE | 3 | LL | N | DDU P/R WALKWAY FROM TANK FARM TO DDU |  | Mixed Solvents
1141.01 |  |  | CONECT |  | FLANGE | 3 | LL | N | DDU P/R WALKWAY FROM TANK FARM TO DDU |  | Mixed Solvents
1141.02 |  |  | CONECT |  | FLANGE | 3 | LL | N | DDU P/R WALKWAY FROM TANK FARM TO DDU |  | Mixed Solvents
1141.03 |  |  | CONECT |  | FLANGE | 3 | LL | N | DDU P/R WALKWAY FROM TANK FARM TO DDU |  | Mixed Solvents
1141.04 |  |  | CONECT |  | FLANGE | 2 | LL | N | DDU P/R WALKWAY FROM TANK FARM TO DDU |  | Mixed Solvents
1141.05 |  |  | CONECT |  | FLANGE | 2 | LL | N | DDU P/R WALKWAY FROM TANK FARM TO DDU |  | Mixed Solvents
1141.06 |  |  | CONECT |  | FLANGE | 2 | LL | N | DDU P/R WALKWAY FROM TANK FARM TO DDU |  | Mixed Solvents
1142 |  |  | CONECT |  | FLANGE | 3 | LL | N | DDU P/R WALKWAY FROM TANK FARM TO DDU |  | Mixed Solvents
1142.01 |  |  | CONECT |  | FLANGE | 3 | LL | N | DDU P/R WALKWAY FROM TANK FARM TO DDU |  | Mixed Solvents
1142.02 |  |  | CONECT |  | FLANGE | 3 | LL | N | DDU P/R WALKWAY FROM TANK FARM TO DDU |  | Mixed Solvents
1142.03 |  |  | CONECT |  | FLANGE | 2 | LL | N | DDU P/R WALKWAY FROM TANK FARM TO DDU |  | Mixed Solvents
1142.04 |  |  | CONECT |  | FLANGE | 2 | LL | N | DDU P/R WALKWAY FROM TANK FARM TO DDU |  | Mixed Solvents
1143 |  |  | CONECT |  | FLANGE | 3 | LL | N | DDU P/R WALKWAY FROM TANK FARM TO DDU |  | Mixed Solvents
1143.01 |  |  | CONECT |  | FLANGE | 3 | LL | N | DDU P/R WALKWAY FROM TANK FARM TO DDU |  | Mixed Solvents
1143.02 |  |  | CONECT |  | FLANGE | 3 | LL | N | DDU P/R WALKWAY FROM TANK FARM TO DDU |  | Mixed Solvents
1143.03 |  |  | CONECT |  | FLANGE | 3 | LL | N | DDU P/R WALKWAY FROM TANK FARM TO DDU |  | Mixed Solvents
1143.04 |  |  | CONECT |  | FLANGE | 2 | LL | N | DDU P/R WALKWAY FROM TANK FARM TO DDU |  | Mixed Solvents
1143.05 |  |  | CONECT |  | FLANGE | 2 | LL | N | DDU P/R WALKWAY FROM TANK FARM TO DDU |  | Mixed Solvents
1143.06 |  |  | CONECT |  | FLANGE | 2 | LL | N | DDU P/R WALKWAY FROM TANK FARM TO DDU |  | Mixed Solvents
1144 |  |  | CONECT |  | FLANGE | 3 | LL | N | DDU P/R WALKWAY FROM TANK FARM TO DDU |  | Mixed Solvents
1144.01 |  |  | CONECT |  | FLANGE | 3 | LL | N | DDU P/R WALKWAY FROM TANK FARM TO DDU |  | Mixed Solvents
1144.02 |  |  | CONECT |  | FLANGE | 3 | LL | N | DDU P/R WALKWAY FROM TANK FARM TO DDU |  | Mixed Solvents
1144.03 |  |  | CONECT |  | FLANGE | 2 | LL | N | DDU P/R WALKWAY FROM TANK FARM TO DDU |  | Mixed Solvents
1144.04 |  |  | CONECT |  | FLANGE | 2 | LL | N | DDU P/R WALKWAY FROM TANK FARM TO DDU |  | Mixed Solvents
1145 |  |  | CONECT |  | FLANGE | 3 | LL | N | DDU P/R WALKWAY FROM TANK FARM TO DDU |  | Mixed Solvents
1145.01 |  |  | CONECT |  | FLANGE | 3 | LL | N | DDU P/R WALKWAY FROM TANK FARM TO DDU |  | Mixed Solvents
1145.02 |  |  | CONECT |  | FLANGE | 3 | LL | N | DDU P/R WALKWAY FROM TANK FARM TO DDU |  | Mixed Solvents
1145.03 |  |  | CONECT |  | FLANGE | 3 | LL | N | DDU P/R WALKWAY FROM TANK FARM TO DDU |  | Mixed Solvents
1145.04 |  |  | CONECT |  | FLANGE | 2 | LL | N | DDU P/R WALKWAY FROM TANK FARM TO DDU |  | Mixed Solvents
1145.05 |  |  | CONECT |  | FLANGE | 2 | LL | N | DDU P/R WALKWAY FROM TANK FARM TO DDU |  | Mixed Solvents
1145.06 |  |  | CONECT |  | FLANGE | 2 | LL | N | DDU P/R WALKWAY FROM TANK FARM TO DDU |  | Mixed Solvents
1146 |  |  | CONECT |  | FLANGE | 3 | LL | N | DDU P/R WALKWAY FROM TANK FARM TO DDU |  | Mixed Solvents
1146.01 |  |  | CONECT |  | FLANGE | 3 | LL | N | DDU P/R WALKWAY FROM TANK FARM TO DDU |  | Mixed Solvents
1146.02 |  |  | CONECT |  | FLANGE | 2 | LL | N | DDU P/R WALKWAY FROM TANK FARM TO DDU |  | Mixed Solvents
1146.03 |  |  | CONECT |  | FLANGE | 2 | LL | N | DDU P/R WALKWAY FROM TANK FARM TO DDU |  | Mixed Solvents
1146.04 |  |  | CONECT |  | FLANGE | 2 | LL | N | DDU P/R WALKWAY FROM TANK FARM TO DDU |  | Mixed Solvents
1147 |  |  | CONECT |  | FLANGE | 3 | LL | N | DDU P/R WALKWAY FROM TANK FARM TO DDU SOUTH END |  | Mixed Solvents
1147.01 |  |  | CONECT |  | FLANGE | 3 | LL | N | DDU P/R WALKWAY FROM TANK FARM TO DDU SOUTH END |  | Mixed Solvents
1147.02 |  |  | CONECT |  | FLANGE | 3 | LL | N | DDU P/R WALKWAY FROM TANK FARM TO DDU SOUTH END |  | Mixed Solvents
1147.03 |  |  | CONECT |  | FLANGE | 3 | LL | N | DDU P/R WALKWAY FROM TANK FARM TO DDU SOUTH END |  | Mixed Solvents
1147.04 |  |  | CONECT |  | FLANGE | 2 | LL | N | DDU P/R WALKWAY FROM TANK FARM TO DDU SOUTH END |  | Mixed Solvents
1147.05 |  |  | CONECT |  | FLANGE | 2 | LL | N | DDU P/R WALKWAY FROM TANK FARM TO DDU SOUTH END |  | Mixed Solvents
1147.06 |  |  | CONECT |  | FLANGE | 2 | LL | N | DDU P/R WALKWAY FROM TANK FARM TO DDU SOUTH END |  | Mixed Solvents
1148 |  |  | CONECT |  | FLANGE | 3 | LL | N | DDU P/R WALKWAY FROM TANK FARM TO DDU SOUTH END |  | Mixed Solvents
1148.01 |  |  | CONECT |  | FLANGE | 3 | LL | N | DDU P/R WALKWAY FROM TANK FARM TO DDU SOUTH END |  | Mixed Solvents
1148.02 |  |  | CONECT |  | FLANGE | 3 | LL | N | DDU P/R WALKWAY FROM TANK FARM TO DDU SOUTH END |  | Mixed Solvents
1148.03 |  |  | CONECT |  | FLANGE | 3 | LL | N | DDU P/R WALKWAY FROM TANK FARM TO DDU SOUTH END |  | Mixed Solvents
1148.04 |  |  | CONECT |  | FLANGE | 2 | LL | N | DDU P/R WALKWAY FROM TANK FARM TO DDU SOUTH END |  | Mixed Solvents
1148.05 |  |  | CONECT |  | FLANGE | 2 | LL | N | DDU P/R WALKWAY FROM TANK FARM TO DDU SOUTH END |  | Mixed Solvents
1148.06 |  |  | CONECT |  | FLANGE | 2 | LL | N | DDU P/R WALKWAY FROM TANK FARM TO DDU SOUTH END |  | Mixed Solvents
1148.07 |  |  | CONECT |  | FLANGE | 2 | LL | N | DDU P/R WALKWAY FROM TANK FARM TO DDU SOUTH END |  | Mixed Solvents
1148.08 |  |  | CONECT |  | FLANGE | 2 | LL | N | DDU P/R WALKWAY FROM TANK FARM TO DDU SOUTH END |  | Mixed Solvents
1148.09 |  |  | CONECT |  | FLANGE | 2 | LL | N | DDU P/R WALKWAY FROM TANK FARM TO DDU SOUTH END |  | Mixed Solvents
1150 |  |  | CONECT |  | FLANGE | 3 | LL | N | DDU P/R O/H NORTH OF DRUM PUMP |  | Mixed Solvents
1150.01 |  |  | CONECT |  | FLANGE | 3 | LL | N | DDU P/R O/H NORTH OF DRUM PUMP |  | Mixed Solvents
1150.02 |  |  | CONECT |  | FLANGE | 2 | LL | N | DDU P/R O/H NORTH OF DRUM PUMP |  | Mixed Solvents
1150.03 |  |  | CONECT |  | FLANGE | 2 | LL | N | DDU P/R O/H NORTHWEST OF DRUM PUMP |  | Mixed Solvents
1150.04 |  |  | CONECT |  | FLANGE | 2 | LL | N | DDU P/R O/H NORTHWEST OF DRUM PUMP |  | Mixed Solvents
1151 |  |  | CONECT |  | FLANGE | 3 | LL | N | DDU P/R O/H NORTHWEST OF SAFETY SHOWER |  | Mixed Solvents
1151.01 |  |  | CONECT |  | FLANGE | 3 | LL | N | DDU P/R O/H NORTHWEST OF SAFETY SHOWER |  | Mixed Solvents
1151.02 |  |  | CONECT |  | FLANGE | 2 | LL | N | DDU P/R O/H NORTHWEST OF SAFETY SHOWER |  | Mixed Solvents
1152 |  |  | CONECT |  | FLANGE | 3 | LL | N | DDU P/R O/H NORTHEAST OF SAFETY SHOWER |  | Mixed Solvents
1152.01 |  |  | CONECT |  | FLANGE | 3 | LL | N | DDU P/R O/H NORTHEAST OF SAFETY SHOWER |  | Mixed Solvents
1152.02 |  |  | CONECT |  | FLANGE | 3 | LL | N | DDU P/R O/H NORTHEAST OF SAFETY SHOWER |  | Mixed Solvents
1152.03 |  |  | CONECT |  | FLANGE | 3 | LL | N | DDU P/R O/H NORTHEAST OF SAFETY SHOWER |  | Mixed Solvents
1152.04 |  |  | CONECT |  | FLANGE | 2 | LL | N | DDU P/R O/H NORTHEAST OF SAFETY SHOWER |  | Mixed Solvents
1152.05 |  |  | CONECT |  | FLANGE | 2 | LL | N | DDU P/R O/H NORTHEAST OF SAFETY SHOWER |  | Mixed Solvents
1153.01 |  |  | CONECT |  | FLG IN | 1.5 | LL | N | DDU DRUM PUMP |  | Mixed Solvents
1153.02 |  |  | CONECT |  | FLG OUT | 1 | LL | N | DDU DRUM PUMP |  | Mixed Solvents
1154.01 |  |  | CONECT |  | SCRVEND | 1.5 | LL | N | DDU DRUM PUMP SUCTION |  | Mixed Solvents
1154.02 |  |  | CONECT |  | SCRVEND | 1.5 | LL | N | DDU DRUM PUMP SUCTION |  | Mixed Solvents
1154.03 |  |  | CONECT |  | REDUCER | 1.5 | LL | N | DDU DRUM PUMP SUCTION |  | Mixed Solvents
1154.04 |  |  | CONECT |  | 90 DEG IN | 2 | LL | N | DDU DRUM PUMP SUCTION |  | Mixed Solvents
1154.05 |  |  | CONECT |  | 90 DEG OUT | 2 | LL | N | DDU DRUM PUMP SUCTION |  | Mixed Solvents
1155.01 |  |  | CONECT |  | SCRVEND | 0.5 | LL | N | DDU DRUM PUMP SUCTION |  | Mixed Solvents
1155.02 |  |  | CONECT |  | REDUCER | 0.5 | LL | N | DDU DRUM PUMP SUCTION |  | Mixed Solvents
1155.03 |  |  | CONECT |  | TEE | 2 | LL | N | DDU DRUM PUMP SUCTION |  | Mixed Solvents
1155.04 |  |  | CONECT |  | TEE | 2 | LL | N | DDU DRUM PUMP SUCTION |  | Mixed Solvents
1155.05 |  |  | CONECT |  | TEE | 2 | LL | N | DDU DRUM PUMP SUCTION |  | Mixed Solvents
1156.01 |  |  | CONECT |  | SCRVEND | 2 | LL | N | DDU DRUM PUMP SUCTION |  | Mixed Solvents
1156.02 |  |  | CONECT |  | SCRVEND | 2 | LL | N | DDU DRUM PUMP SUCTION |  | Mixed Solvents
1156.03 |  |  | CONECT |  | FLANGE | 2 | LL | N | DDU DRUM PUMP SUCTION |  | Mixed Solvents
1157.01 |  |  | CONECT |  | SCRVEND | 2 | LL | N | DDU DRUM PUMP SUCTION |  | Mixed Solvents
1157.02 |  |  | CONECT |  | SCRVEND | 2 | LL | N | DDU DRUM PUMP SUCTION |  | Mixed Solvents
1157.03 |  |  | CONECT |  | HOSE CON | 2 | LL | N | DDU DRUM PUMP SUCTION |  | Mixed Solvents
1158 |  |  | CONECT |  | STRAINER | 2 | LL | N | DDU DRUM PUMP STRAINER |  | Mixed Solvents
1158.01 |  |  | CONECT |  | SCREND | 2 | LL | N | DDU DRUM PUMP STRAINER OUTLET |  | Mixed Solvents
1158.02 |  |  | CONECT |  | HOSE CON | 2 | LL | N | DDU DRUM PUMP STRAINER OUTLET |  | Mixed Solvents
1158.03 |  |  | CONECT |  | SCREND | 2 | LL | N | DDU DRUM PUMP STRAINER INLET |  | Mixed Solvents
1158.04 |  |  | CONECT |  | HOSE CON | 2 | LL | N | DDU DRUM PUMP STRAINER INLET |  | Mixed Solvents
1158.06 |  |  | CONECT |  | SCRVEND | 2 | LL | N | DDU DRUM PUMP STRAINER BOTTOM |  | Mixed Solvents
1158.07 |  |  | CAP |  | POE | 2 | LL | N | DDU DRUM PUMP STRAINER BOTTOM |  | Mixed Solvents
1158.08 |  |  | CONECT |  | 90 DEG IN | 2 | LL | N | DDU DRUM PUMP STRAINER BOTTOM |  | Mixed Solvents
1158.09 |  |  | CONECT |  | 90 DEG OUT | 2 | LL | N | DDU DRUM PUMP STRAINER BOTTOM |  | Mixed Solvents
1159.01 |  |  | CONECT |  | FLGVEND | 2 | LL | N | DDU DRUM PUMP DISCHARGE |  | Mixed Solvents
1159.02 |  |  | CONECT |  | FLGVEND | 2 | LL | N | DDU DRUM PUMP DISCHARGE |  | Mixed Solvents
1160.01 |  |  | CONECT |  | SCRVEND | 0.5 | LL | N | DDU DRUM PUMP DISCHARGE |  | Mixed Solvents
1160.02 |  |  | CONECT |  | NIPPLE | 0.5 | LL | N | DDU DRUM PUMP DISCHARGE |  | Mixed Solvents
1161.01 |  |  | CONECT |  | FLGVEND | 2 | LL | N | DDU DRUM PUMP DISCHARGE |  | Mixed Solvents
1161.02 |  |  | CONECT |  | FLGVEND | 2 | LL | N | DDU DRUM PUMP DISCHARGE |  | Mixed Solvents
1162.01 |  |  | CONECT |  | FLGVEND | 2 | LL | N | DDU DRUM PUMP DISCHARGE |  | Mixed Solvents
1162.02 |  |  | CONECT |  | FLGVEND | 2 | LL | N | DDU DRUM PUMP DISCHARGE |  | Mixed Solvents
1163 |  |  | CONECT |  | FLANGE | 3 | LL | N | DDU DDU ROOM O/H SOUTHWEST CORNER |  | Mixed Solvents
1163.01 |  |  | CONECT |  | FLANGE | 3 | LL | N | DDU DDU ROOM O/H SOUTHWEST CORNER |  | Mixed Solvents
1163.02 |  |  | CONECT |  | FLANGE | 3 | LL | N | DDU DDU ROOM O/H SOUTHWEST CORNER |  | Mixed Solvents
1163.03 |  |  | CONECT |  | FLANGE | 3 | LL | N | DDU DDU ROOM O/H SOUTHWEST CORNER |  | Mixed Solvents
1163.04 |  |  | CONECT |  | FLANGE | 3 | LL | N | DDU DDU ROOM O/H SOUTHWEST CORNER |  | Mixed Solvents
1163.05 |  |  | CONECT |  | FLANGE | 3 | LL | N | DDU DDU ROOM O/H SOUTHWEST CORNER |  | Mixed Solvents
1163.06 |  |  | CONECT |  | FLANGE | 3 | LL | N | DDU DDU ROOM O/H SOUTHWEST CORNER |  | Mixed Solvents
1163.07 |  |  | CONECT |  | FLANGE | 3 | LL | N | DDU DDU ROOM O/H SOUTHWEST CORNER |  | Mixed Solvents
1163.08 |  |  | CONECT |  | FLANGE | 2 | LL | N | DDU DDU ROOM O/H SOUTHWEST CORNER |  | Mixed Solvents
1163.09 |  |  | CONECT |  | FLANGE | 2 | LL | N | DDU DDU ROOM O/H SOUTHWEST CORNER |  | Mixed Solvents
1163.10 |  |  | CONECT |  | FLANGE | 2 | LL | N | DDU DDU ROOM O/H SOUTHWEST CORNER |  | Mixed Solvents
1163.11 |  |  | CONECT |  | FLANGE | 2 | LL | N | DDU DDU ROOM O/H SOUTHWEST CORNER |  | Mixed Solvents
1164 |  |  | CONECT |  | FLANGE | 3 | LL | N | DDU DDU ROOM O/H SOUTH WALL |  | Mixed Solvents
1164.01 |  |  | CONECT |  | FLANGE | 3 | LL | N | DDU DDU ROOM O/H SOUTH WALL |  | Mixed Solvents
1164.02 |  |  | CONECT |  | FLANGE | 3 | LL | N | DDU DDU ROOM O/H SOUTH WALL |  | Mixed Solvents
1164.03 |  |  | CONECT |  | FLANGE | 3 | LL | N | DDU DDU ROOM O/H SOUTH WALL |  | Mixed Solvents
1164.04 |  |  | CONECT |  | FLANGE | 2 | LL | N | DDU DDU ROOM O/H SOUTH WALL |  | Mixed Solvents
1164.05 |  |  | CONECT |  | FLANGE | 2 | LL | N | DDU DDU ROOM O/H SOUTH WALL |  | Mixed Solvents
1165 |  |  | VALVE |  |  | 3 | LL | N | DDU DDU ROOM SOUTH OF TK-6002 DDU#2 LINE |  | Mixed Solvents
1165.01 |  |  | CONECT |  | FLGVEND | 3 | LL | N | DDU DDU ROOM SOUTH OF TK-6002 DDU#2 LINE |  | Mixed Solvents
1165.02 |  |  | CAP |  | POE | 3 | LL | N | DDU DDU ROOM SOUTH OF TK-6002 DDU#2 LINE |  | Mixed Solvents
1165.03 |  |  | CONECT |  | FLANGE | 3 | LL | N | DDU DDU ROOM SOUTH OF TK-6002 DDU#2 LINE |  | Mixed Solvents
1165.04 |  |  | CONECT |  | FLANGE | 3 | LL | N | DDU DDU ROOM O/H SOUTH OF TK-6002 DDU#2 LINE |  | Mixed Solvents
1165.05 |  |  | CONECT |  | FLANGE | 3 | LL | N | DDU DDU ROOM O/H SOUTH OF TK-6002 DDU#2 LINE |  | Mixed Solvents
1165.06 |  |  | CONECT |  | FLANGE | 3 | LL | N | DDU DDU ROOM O/H SOUTH OF TK-6002 DDU#2 LINE |  | Mixed Solvents
1166 |  |  | VALVE |  |  | 3 | LL | N | DDU DDU ROOM SOUTH OF TK-6002 DDU#1 LINE |  | Mixed Solvents
1166.01 |  |  | CONECT |  | FLGVEND | 3 | LL | N | DDU DDU ROOM SOUTH OF TK-6002 DDU#1 LINE |  | Mixed Solvents
1166.02 |  |  | CAP |  | POE | 3 | LL | N | DDU DDU ROOM SOUTH OF TK-6002 DDU#1 LINE |  | Mixed Solvents
1166.03 |  |  | CONECT |  | FLANGE | 3 | LL | N | DDU DDU ROOM SOUTH OF TK-6002 DDU#1 LINE |  | Mixed Solvents
1166.04 |  |  | CONECT |  | FLANGE | 3 | LL | N | DDU DDU ROOM O/H SOUTH OF TK-6002 DDU#1 LINE |  | Mixed Solvents
1166.05 |  |  | CONECT |  | FLANGE | 3 | LL | N | DDU DDU ROOM O/H SOUTH OF TK-6002 DDU#1 LINE |  | Mixed Solvents
1166.06 |  |  | CONECT |  | FLANGE | 3 | LL | N | DDU DDU ROOM O/H SOUTH OF TK-6002 DDU#1 LINE |  | Mixed Solvents
1167 |  |  | VALVE |  | CONTROL VALVE | 3 | LL | N | DDU DDU ROOM SOUTH ON TK-6002 |  | Mixed Solvents
1167.01 |  |  | CONECT |  | FLGVEND | 3 | LL | N | DDU DDU ROOM SOUTH ON TK-6002 |  | Mixed Solvents
1167.02 |  |  | CONECT |  | FLGVEND | 3 | LL | N | DDU DDU ROOM SOUTH ON TK-6002 |  | Mixed Solvents
1167.03 |  |  | CONECT |  | FLANGE | 3 | LL | N | DDU DDU ROOM SOUTH ON TK-6002 |  | Mixed Solvents
1167.04 |  |  | CONECT |  | FLANGE | 2 | LL | N | DDU DDU ROOM O/H SOUTH ON TK-6002 |  | Mixed Solvents
1167.05 |  |  | CONECT |  | FLANGE | 2 | LL | N | DDU DDU ROOM O/H SOUTH ON TK-6002 |  | Mixed Solvents
1167.06 |  |  | CONECT |  | FLANGE | 2 | LL | N | DDU DDU ROOM O/H SOUTH ON TK-6002 |  | Mixed Solvents
1167.07 |  |  | CONECT |  | FLANGE | 2 | LL | N | DDU DDU ROOM O/H SOUTH ON TK-6002 |  | Mixed Solvents
1168 |  |  | CLVS-H |  | FLANGE | 4 | GV | D | TANK FARM P/R O/H NORTH OF TK-2016 |  | Mixed Solvents
1168.01 |  |  | CLVS-H |  | VALVE | 2 | GV | D | TANK FARM P/R O/H NORTHEAST OF TK-2004 |  | Mixed Solvents
1168.02 |  |  | CLVS-H |  | FLANGE | 2 | GV | D | TANK FARM P/R O/H NORTHEAST OF TK-2004 |  | Mixed Solvents
1169 |  |  | PUMP |  | DMS PUMP | 0 | LL | N | DDU DDU ROOM P-6003 |  | Mixed Solvents
1169.01 |  |  | CONECT |  | FLG IN | 3 | LL | N | DDU DDU ROOM P-6003 |  | Mixed Solvents
1169.02 |  |  | CONECT |  | FLG OUT | 2 | LL | N | DDU DDU ROOM P-6003 |  | Mixed Solvents
1170 |  |  | VALVE |  |  | 3 | LL | N | DDU DDU ROOM P-6003 SUCTION |  | Mixed Solvents
1170.01 |  |  | CONECT |  | FLGVEND | 3 | LL | N | DDU DDU ROOM P-6003 SUCTION |  | Mixed Solvents
1171 |  |  | VALVE |  |  | 2 | LL | N | DDU DDU ROOM P-6003 SUCTION |  | Mixed Solvents
1171.01 |  |  | CONECT |  | FLGVEND | 2 | LL | N | DDU DDU ROOM P-6003 SUCTION |  | Mixed Solvents
1171.02 |  |  | CAP |  | POE | 2 | LL | N | DDU DDU ROOM P-6003 SUCTION |  | Mixed Solvents
1172 |  |  | VALVE |  |  | 0.75 | LL | N | DDU DDU ROOM P-6003 SUCTION |  | Mixed Solvents
1172.01 |  |  | CONECT |  | SCRVEND | 0.75 | LL | N | DDU DDU ROOM P-6003 SUCTION |  | Mixed Solvents
1172.02 |  |  | CAP |  | POE | 0.75 | LL | N | DDU DDU ROOM P-6003 SUCTION |  | Mixed Solvents
1172.03 |  |  | CONECT |  | NIPPLE | 0.75 | LL | N | DDU DDU ROOM P-6003 SUCTION |  | Mixed Solvents
1173 |  |  | VALVE |  | CONTROL VALVE | 4 | LL | N | DDU DDU ROOM P-6003 SUCTION |  | Mixed Solvents
1173.01 |  |  | CONECT |  | FLGVEND | 4 | LL | N | DDU DDU ROOM P-6003 SUCTION |  | Mixed Solvents
1173.02 |  |  | CONECT |  | FLGVEND | 4 | LL | N | DDU DDU ROOM P-6003 SUCTION |  | Mixed Solvents
1173.03 |  |  | CONECT |  | FLANGE | 3 | LL | N | DDU DDU ROOM P-6003 SUCTION |  | Mixed Solvents
1174 |  |  | VALVE |  |  | 3 | LL | N | DDU DDU ROOM P-6003 DISCHARGE |  | Mixed Solvents
1174.01 |  |  | CONECT |  | FLGVEND | 3 | LL | N | DDU DDU ROOM P-6003 DISCHARGE |  | Mixed Solvents
1174.02 |  |  | CONECT |  | FLGVEND | 3 | LL | N | DDU DDU ROOM P-6003 DISCHARGE |  | Mixed Solvents
1175 |  |  | VALVE |  |  | 0.75 | LL | N | DDU DDU ROOM P-6003 DISCHARGE |  | Mixed Solvents
1175.01 |  |  | CONECT |  | SCRVEND | 0.75 | LL | N | DDU DDU ROOM P-6003 DISCHARGE |  | Mixed Solvents
1175.02 |  |  | CAP |  | POE | 0.75 | LL | N | DDU DDU ROOM P-6003 DISCHARGE |  | Mixed Solvents
1175.03 |  |  | CONECT |  | NIPPLE | 0.75 | LL | N | DDU DDU ROOM P-6003 DISCHARGE |  | Mixed Solvents
1176 |  |  | VALVE |  |  | 3 | LL | N | DDU DDU ROOM P-6003 DISCHARGE |  | Mixed Solvents
1176.01 |  |  | CONECT |  | FLGVEND | 3 | LL | N | DDU DDU ROOM P-6003 DISCHARGE |  | Mixed Solvents
1176.02 |  |  | CAP |  | POE | 3 | LL | N | DDU DDU ROOM P-6003 DISCHARGE |  | Mixed Solvents
1177 |  |  | VALVE |  |  | 3 | LL | N | DDU DDU ROOM P-6003 DISCHARGE |  | Mixed Solvents
1177.01 |  |  | CONECT |  | FLGVEND | 3 | LL | N | DDU DDU ROOM P-6003 DISCHARGE |  | Mixed Solvents
1177.02 |  |  | CONECT |  | FLGVEND | 3 | LL | N | DDU DDU ROOM P-6003 DISCHARGE |  | Mixed Solvents
1402 |  | VRR-F-6001 | VALVE |  | GATE | 18 | LL | N | DDU RM, BOTTOM OF TK-6001 |  | Mixed Solvents
1402.01 |  | VRR-F-6001 | CONECT |  | FLG IN | 18 | LL | N | DDU RM, BOTTOM OF TK-6001 |  | Mixed Solvents
1403 |  | VRR-F-6001 | VALVE |  | GATE | 18 | LL | N | DDU RM, BOTTOM OF TK-6001 |  | Mixed Solvents
1403.01 |  | VRR-F-6001 | CONECT |  | FLG IN | 18 | LL | N | DDU RM, BOTTOM OF TK-6001 |  | Mixed Solvents
1403.02 |  | VRR-F-6001 | CONECT |  | FLG OUT | 18 | LL | N | DDU RM, BOTTOM OF TK-6001 |  | Mixed Solvents
1404 |  | VRR-F-6001 | VALVE |  | BALL | 3 | LL | N | DDU RM, BOTTOM OF TK-6001 |  | Mixed Solvents
1404.01 |  | VRR-F-6001 | CONECT |  | FLG IN | 3 | LL | N | DDU RM, BOTTOM OF TK-6001 |  | Mixed Solvents
1404.02 |  | VRR-F-6001 | CONECT |  | FLG OUT | 3 | LL | N | DDU RM, BOTTOM OF TK-6001 |  | Mixed Solvents
1404.03 |  | VRR-F-6001 | CONECT |  | FLANGE | 3 | LL | N | DDU RM, BOTTOM OF TK-6001 |  | Mixed Solvents
1404.04 |  | VRR-F-6001 | CONECT |  | NIPPLE | 3 | LL | N | DDU RM, BOTTOM OF TK-6001 |  | Mixed Solvents
1404.05 |  | VRR-F-6001 | CONECT |  | NIPPLE | 1.5 | LL | N | DDU RM, BOTTOM OF TK-6001 |  | Mixed Solvents
1404.06 |  | VRR-F-6001 | CONECT |  | SCRCON | 1.5 | LL | N | DDU RM, BOTTOM OF TK-6001 |  | Mixed Solvents
1404.07 |  | VRR-F-6001 | CONECT |  | PLUG | 1.5 | LL | N | DDU RM, BOTTOM OF TK-6001 |  | Mixed Solvents
1405 |  | VRR-F-6001 | VALVE |  | BALL | 0.5 | LL | N | DDU RM, BOTTOM OF TK-6001 (BESIDED SUPPORT LEG) |  | Mixed Solvents
1405.01 |  | VRR-F-6001 | CONECT |  | FLG IN | 0.5 | LL | N | DDU RM, BOTTOM OF TK-6001 (BESIDED SUPPORT LEG) |  | Mixed Solvents
1405.02 |  | VRR-F-6001 | CONECT |  | FLG OUT | 0.5 | LL | N | DDU RM, BOTTOM OF TK-6001 (BESIDED SUPPORT LEG) |  | Mixed Solvents
1405.03 |  | VRR-F-6001 | CONECT |  | FLANGE | 0.5 | LL | N | DDU RM, BOTTOM OF TK-6001 (BESIDED SUPPORT LEG) |  | Mixed Solvents
1405.04 |  | VRR-F-6001 | CONECT |  | NIPPLE | 0.5 | LL | N | DDU RM, BOTTOM OF TK-6001 (BESIDED SUPPORT LEG) |  | Mixed Solvents
1405.05 |  | VRR-F-6001 | CONECT |  | 45 DEG IN | 0.5 | LL | N | DDU RM, BOTTOM OF TK-6001 (BESIDED SUPPORT LEG) |  | Mixed Solvents
1405.06 |  | VRR-F-6001 | CONECT |  | PLUG | 0.5 | LL | N | DDU RM, BOTTOM OF TK-6001 (BESIDED SUPPORT LEG) |  | Mixed Solvents
1405.07 |  | VRR-F-6001 | CONECT |  | FLANGE | 4 | LL | N | DDU RM, BOTTOM OF TK-6001 (BESIDED SUPPORT LEG) |  | Mixed Solvents
1406 |  | VRR-F-6001 | CONECT |  | MANWAY | 48 | LL | N | DDU RM, BOTTOM OF TK-6001 N. SIDE |  | Mixed Solvents
1407 |  | VRR-F-6001 | VALVE |  | BALL | 0.375 | GV | N | DDU RM, BOTTOM OF TK-6001 NE SIDE |  | Mixed Solvents
1407.01 |  | VRR-F-6001 | CONECT |  | VC-IN | 0.375 | GV | N | DDU RM, BOTTOM OF TK-6001 NE SIDE |  | Mixed Solvents
1407.02 |  | VRR-F-6001 | CONECT |  | TUBE FIT | 0.375 | GV | N | DDU RM, BOTTOM OF TK-6001 NE SIDE |  | Mixed Solvents
1407.03 |  | VRR-F-6001 | CONECT |  | TUBE FIT | 0.375 | GV | N | DDU RM, BOTTOM OF TK-6001 NE SIDE |  | Mixed Solvents
1407.04 |  | VRR-F-6001 | CONECT |  | NIPPLE | 0.375 | GV | N | DDU RM, BOTTOM OF TK-6001 NE SIDE |  | Mixed Solvents
1407.05 |  | VRR-F-6001 | CONECT |  | TUBE FIT | 0.375 | GV | N | DDU RM, BOTTOM OF TK-6001 NE SIDE OH |  | Mixed Solvents
1407.06 |  | VRR-F-6001 | CONECT |  | TUBE FIT | 0.375 | GV | N | DDU RM, BOTTOM OF TK-6001 NE SIDE OH |  | Mixed Solvents
1407.07 |  | VRR-F-6001 | CONECT |  | TUBE FIT | 0.375 | GV | N | DDU RM, BOTTOM OF TK-6001 NE SIDE |  | Mixed Solvents
1407.08 |  | VRR-F-6001 | CONECT |  | PLUG | 0.375 | GV | N | DDU RM, BOTTOM OF TK-6001 NE SIDE |  | Mixed Solvents
1408 |  | VRR-F-6001 | VALVE |  | BALL | 0.375 | GV | N | DDU RM, BOTTOM OF TK-6001 NE SIDE |  | Mixed Solvents
1408.01 |  | VRR-F-6001 | CONECT |  | VC-IN | 0.375 | GV | N | DDU RM, BOTTOM OF TK-6001 NE SIDE |  | Mixed Solvents
1408.02 |  | VRR-F-6001 | CONECT |  | TUBE FIT | 0.375 | GV | N | DDU RM, BOTTOM OF TK-6001 NE SIDE |  | Mixed Solvents
1408.03 |  | VRR-F-6001 | CONECT |  | TUBE FIT | 0.375 | GV | N | DDU RM, BOTTOM OF TK-6001 NE SIDE |  | Mixed Solvents
1408.04 |  | VRR-F-6001 | CONECT |  | NIPPLE | 0.375 | GV | N | DDU RM, BOTTOM OF TK-6001 NE SIDE |  | Mixed Solvents
1408.05 |  | VRR-F-6001 | CONECT |  | NIPPLE | 0.375 | GV | N | DDU RM, BOTTOM OF TK-6001 NE SIDE |  | Mixed Solvents
1408.06 |  | VRR-F-6001 | CONECT |  | TUBE FIT | 0.375 | GV | N | DDU RM, BOTTOM OF TK-6001 NE SIDE |  | Mixed Solvents
1408.07 |  | VRR-F-6001 | CONECT |  | TUBE FIT | 0.375 | GV | N | DDU RM, BOTTOM OF TK-6001 NE SIDE OH |  | Mixed Solvents
1408.08 |  | VRR-F-6001 | CONECT |  | TUBE FIT | 0.375 | GV | N | DDU RM, BOTTOM OF TK-6001 NE SIDE OH |  | Mixed Solvents
1408.09 |  | VRR-F-6001 | CONECT |  | PLUG | 0.375 | GV | N | DDU RM, BOTTOM OF TK-6001 NE SIDE |  | Mixed Solvents
1409 |  | VRR-F-6001 | VALVE |  | BALL | 0.375 | GV | N | DDU RM, BOTTOM OF TK-6001 NE SIDE |  | Mixed Solvents
1409.01 |  | VRR-F-6001 | CONECT |  | VC-IN | 0.375 | GV | N | DDU RM, BOTTOM OF TK-6001 NE SIDE |  | Mixed Solvents
1409.02 |  | VRR-F-6001 | CONECT |  | TUBE FIT | 0.375 | GV | N | DDU RM, BOTTOM OF TK-6001 NE SIDE |  | Mixed Solvents
1409.03 |  | VRR-F-6001 | CONECT |  | TUBE FIT | 0.375 | GV | N | DDU RM, BOTTOM OF TK-6001 NE SIDE |  | Mixed Solvents
1409.04 |  | VRR-F-6001 | CONECT |  | NIPPLE | 0.375 | GV | N | DDU RM, BOTTOM OF TK-6001 NE SIDE |  | Mixed Solvents
1409.05 |  | VRR-F-6001 | CONECT |  | NIPPLE | 0.375 | GV | N | DDU RM, BOTTOM OF TK-6001 NE SIDE |  | Mixed Solvents
1409.06 |  | VRR-F-6001 | CONECT |  | TUBE FIT | 0.375 | GV | N | DDU RM, BOTTOM OF TK-6001 NE SIDE |  | Mixed Solvents
1409.07 |  | VRR-F-6001 | CONECT |  | TUBE FIT | 0.375 | GV | N | DDU RM, BOTTOM OF TK-6001 NE SIDE |  | Mixed Solvents
1409.08 |  | VRR-F-6001 | CONECT |  | TUBE FIT | 0.375 | GV | N | DDU RM, BOTTOM OF TK-6001 NE SIDE |  | Mixed Solvents
1409.09 |  | VRR-F-6001 | CONECT |  | TUBE FIT | 0.375 | GV | N | DDU RM, BOTTOM OF TK-6001 NE SIDE |  | Mixed Solvents
1410 |  | VRR-F-6001 | VALVE |  | BALL | 0.25 | GV | N | DDU RM, BOTTOM OF TK-6001 S SIDE |  | Mixed Solvents
1410.01 |  | VRR-F-6001 | CONECT |  | VC-IN | 0.25 | GV | N | DDU RM, BOTTOM OF TK-6001 S SIDE |  | Mixed Solvents
1410.02 |  | VRR-F-6001 | CONECT |  | 90 DEG OUT | 0.25 | GV | N | DDU RM, BOTTOM OF TK-6001 S SIDE |  | Mixed Solvents
1410.03 |  | VRR-F-6001 | CONECT |  | 90 DEG IN | 0.25 | GV | N | DDU RM, BOTTOM OF TK-6001 S SIDE |  | Mixed Solvents
1410.04 |  | VRR-F-6001 | CONECT |  | NIPPLE | 0.25 | GV | N | DDU RM, BOTTOM OF TK-6001 S SIDE |  | Mixed Solvents
1410.05 |  | VRR-F-6001 | CONECT |  | TUBE FIT | 0.25 | GV | N | DDU RM, BOTTOM OF TK-6001 S SIDE |  | Mixed Solvents
1410.06 |  | VRR-F-6001 | CONECT |  | TUBE FIT | 0.25 | GV | N | DDU RM, BOTTOM OF TK-6001 S SIDE |  | Mixed Solvents
1410.07 |  | VRR-F-6001 | CONECT |  | NIPPLE | 0.25 | GV | N | DDU RM, BOTTOM OF TK-6001 S SIDE |  | Mixed Solvents
1410.08 |  | VRR-F-6001 | CONECT |  | PLUG | 0.25 | GV | N | DDU RM, BOTTOM OF TK-6001 S SIDE |  | Mixed Solvents
1411 |  | VRR-F-6001 | VALVE |  | BALL | 0.25 | GV | N | DDU RM, BOTTOM OF TK-6001 S SIDE |  | Mixed Solvents
1411.01 |  | VRR-F-6001 | CONECT |  | VC-IN | 0.25 | GV | N | DDU RM, BOTTOM OF TK-6001 S SIDE |  | Mixed Solvents
1411.02 |  | VRR-F-6001 | CONECT |  | 90 DEG OUT | 0.25 | GV | N | DDU RM, BOTTOM OF TK-6001 S SIDE |  | Mixed Solvents
1411.03 |  | VRR-F-6001 | CONECT |  | 90 DEG IN | 0.25 | GV | N | DDU RM, BOTTOM OF TK-6001 S SIDE |  | Mixed Solvents
1411.04 |  | VRR-F-6001 | CONECT |  | TUBE FIT | 0.25 | GV | N | DDU RM, BOTTOM OF TK-6001 S SIDE |  | Mixed Solvents
1411.05 |  | VRR-F-6001 | CONECT |  | TUBE FIT | 0.25 | GV | N | DDU RM, BOTTOM OF TK-6001 S SIDE |  | Mixed Solvents
1411.06 |  | VRR-F-6001 | CONECT |  | NIPPLE | 0.25 | GV | N | DDU RM, BOTTOM OF TK-6001 S SIDE |  | Mixed Solvents
1411.07 |  | VRR-F-6001 | CONECT |  | PLUG | 0.25 | GV | N | DDU RM, BOTTOM OF TK-6001 S SIDE |  | Mixed Solvents
1412 |  | VRR-F-6001 | CONECT |  | NIPPLE | 0.25 | GV | N | DDU RM, BOTTOM OF TK-6001 S SIDE |  | Mixed Solvents
1412.01 |  | VRR-F-6001 | CONECT |  | TEE-OUT | 0.25 | GV | N | DDU RM, BOTTOM OF TK-6001 S SIDE |  | Mixed Solvents
1412.02 |  | VRR-F-6001 | CONECT |  | TEE-IN | 0.25 | GV | N | DDU RM, BOTTOM OF TK-6001 S SIDE |  | Mixed Solvents
1412.03 |  | VRR-F-6001 | CONECT |  | PLUG | 0.25 | GV | N | DDU RM, BOTTOM OF TK-6001 S SIDE |  | Mixed Solvents
1412.04 |  | VRR-F-6001 | CONECT |  | 90 DEG OUT | 0.25 | GV | N | DDU RM, BOTTOM OF TK-6001 S SIDE |  | Mixed Solvents
1412.05 |  | VRR-F-6001 | CONECT |  | 90 DEG IN | 0.25 | GV | N | DDU RM, BOTTOM OF TK-6001 S SIDE |  | Mixed Solvents
1412.06 |  | VRR-F-6001 | CONECT |  | NIPPLE | 0.25 | GV | N | DDU RM, BOTTOM OF TK-6001 S SIDE |  | Mixed Solvents
1412.07 |  | VRR-F-6001 | CONECT |  | NIPPLE | 0.25 | GV | N | DDU RM, BOTTOM OF TK-6001 S SIDE |  | Mixed Solvents
1412.08 |  | VRR-F-6001 | CONECT |  | SCRCON | 0.25 | GV | N | DDU RM, BOTTOM OF TK-6001 S SIDE |  | Mixed Solvents
1412.09 |  | VRR-F-6001 | CONECT |  | SCRCON | 0.25 | GV | N | DDU RM, BOTTOM OF TK-6001 S SIDE |  | Mixed Solvents
1413 |  | VRR-F-6001 | VALVE |  | RCV | 1.25 | GV | N | DDU RM, BOTTOM OF TK-6001 S SIDE |  | Mixed Solvents
1413.01 |  | VRR-F-6001 | CONECT |  | FLG IN | 1.25 | GV | N | DDU RM, BOTTOM OF TK-6001 S SIDE |  | Mixed Solvents
1413.02 |  | VRR-F-6001 | CONECT |  | NIPPLE | 1.25 | GV | N | DDU RM, BOTTOM OF TK-6001 S SIDE |  | Mixed Solvents
1413.03 |  | VRR-F-6001 | CONECT |  | NIPPLE | 1.25 | GV | N | DDU RM, BOTTOM OF TK-6001 S SIDE |  | Mixed Solvents
1414 |  | VRR-F-6001 | VALVE |  | RCV | 1.25 | GV | N | DDU RM, BOTTOM OF TK-6001 S SIDE |  | Mixed Solvents
1414.01 |  | VRR-F-6001 | CONECT |  | FLG IN | 1.25 | GV | N | DDU RM, BOTTOM OF TK-6001 S SIDE |  | Mixed Solvents
1414.02 |  | VRR-F-6001 | CONECT |  | NIPPLE | 1.25 | GV | N | DDU RM, BOTTOM OF TK-6001 S SIDE |  | Mixed Solvents
1414.03 |  | VRR-F-6001 | CONECT |  | NIPPLE | 1.25 | GV | N | DDU RM, BOTTOM OF TK-6001 S SIDE |  | Mixed Solvents
1415 |  | VRR-F-6001 | CONECT |  | NIPPLE | 1.25 | GV | N | DDU RM, BOTTOM OF TK-6001 S SIDE |  | Mixed Solvents
1415.01 |  | VRR-F-6001 | CONECT |  | TEE-OUT | 1.25 | GV | N | DDU RM, BOTTOM OF TK-6001 S SIDE |  | Mixed Solvents
1415.02 |  | VRR-F-6001 | CONECT |  | TEE-IN | 1.25 | GV | N | DDU RM, BOTTOM OF TK-6001 S SIDE |  | Mixed Solvents
1415.03 |  | VRR-F-6001 | CONECT |  | PLUG | 1.25 | GV | N | DDU RM, BOTTOM OF TK-6001 S SIDE |  | Mixed Solvents
1415.04 |  | VRR-F-6001 | CONECT |  | 90 DEG IN | 1.25 | GV | N | DDU RM, BOTTOM OF TK-6001 S SIDE |  | Mixed Solvents
1415.05 |  | VRR-F-6001 | CONECT |  | 90 DEG OUT | 1.25 | GV | N | DDU RM, BOTTOM OF TK-6001 S SIDE |  | Mixed Solvents
1415.06 |  | VRR-F-6001 | CONECT |  | NIPPLE | 1.25 | GV | N | DDU RM, BOTTOM OF TK-6001 S SIDE |  | Mixed Solvents
1415.07 |  | VRR-F-6001 | CONECT |  | NIPPLE | 1.25 | GV | N | DDU RM, BOTTOM OF TK-6001 S SIDE |  | Mixed Solvents
1415.08 |  | VRR-F-6001 | CONECT |  | SCRCON | 1.25 | GV | N | DDU RM, BOTTOM OF TK-6001 S SIDE |  | Mixed Solvents
1415.09 |  | VRR-F-6001 | CONECT |  | SCRCON | 1.25 | GV | N | DDU RM, BOTTOM OF TK-6001 S SIDE |  | Mixed Solvents
1415.10 |  | VRR-F-6001 | CONECT |  | SCRCON | 1.25 | GV | N | DDU RM, BOTTOM OF TK-6001 S SIDE |  | Mixed Solvents
1416 |  | VRR-F-6001 | VALVE |  | GATE | 6 | GV | N | DDU RM, TOP OF TK-6001 S SIDE |  | Mixed Solvents
1416.01 |  | VRR-F-6001 | CONECT |  | FLG IN | 6 | GV | N | DDU RM, TOP OF TK-6001 S SIDE |  | Mixed Solvents
1416.02 |  | VRR-F-6001 | CONECT |  | FLG OUT | 6 | GV | N | DDU RM, TOP OF TK-6001 S SIDE |  | Mixed Solvents
1417 |  | VRR-F-6001 | VALVE |  | BALL | 1 | GV | N | DDU RM, TOP OF TK-6001 S SIDE |  | Mixed Solvents
1417.01 |  | VRR-F-6001 | CONECT |  | VC-IN | 1 | GV | N | DDU RM, TOP OF TK-6001 S SIDE |  | Mixed Solvents
1417.02 |  | VRR-F-6001 | CONECT |  | NIPPLE | 1 | GV | N | DDU RM, TOP OF TK-6001 S SIDE |  | Mixed Solvents
1417.03 |  | VRR-F-6001 | CONECT |  | REDUCER | 2 | GV | N | DDU RM, TOP OF TK-6001 S SIDE |  | Mixed Solvents
1417.04 |  | VRR-F-6001 | CONECT |  | NIPPLE | 3 | GV | N | DDU RM, TOP OF TK-6001 S SIDE |  | Mixed Solvents
1417.05 |  | VRR-F-6001 | CONECT |  | PLUG | 1.25 | GV | N | DDU RM, TOP OF TK-6001 S SIDE |  | Mixed Solvents
1418 |  | VRR-F-6001 | VALVE |  | GATE | 20 | GV | N | DDU RM, TOP OF TK-6001 S SIDE |  | Mixed Solvents
1419 |  | VRR-F-6001 | VALVE |  | BALL | 0.25 | GV | N | DDU RM, TOP OF TK-6001 N SIDE |  | Mixed Solvents
1419.01 |  | VRR-F-6001 | CONECT |  | VC-OUT | 0.25 | GV | N | DDU RM, TOP OF TK-6001 N SIDE |  | Mixed Solvents
1419.02 |  | VRR-F-6001 | CONECT |  | VC-OUT | 0.25 | GV | N | DDU RM, TOP OF TK-6001 N SIDE |  | Mixed Solvents
1419.03 |  | VRR-F-6001 | CONECT |  | TUBE FIT | 0.25 | GV | N | DDU RM, TOP OF TK-6001 N SIDE |  | Mixed Solvents
1419.04 |  | VRR-F-6001 | CONECT |  | NIPPLE | 0.25 | GV | N | DDU RM, TOP OF TK-6001 N SIDE |  | Mixed Solvents
1419.05 |  | VRR-F-6001 | CONECT |  | SCRCON | 0.25 | GV | N | DDU RM, TOP OF TK-6001 N SIDE |  | Mixed Solvents
1419.06 |  | VRR-F-6001 | CONECT |  | SCRCON | 0.25 | GV | N | DDU RM, TOP OF TK-6001 N SIDE |  | Mixed Solvents
1419.07 |  | VRR-F-6001 | CONECT |  | SCRCON | 0.25 | GV | N | DDU RM, TOP OF TK-6001 N SIDE |  | Mixed Solvents
1419.08 |  | VRR-F-6001 | CONECT |  | NIPPLE | 0.25 | GV | N | DDU RM, TOP OF TK-6001 N SIDE |  | Mixed Solvents
1419.09 |  | VRR-F-6001 | CONECT |  | NIPPLE | 0.25 | GV | N | DDU RM, TOP OF TK-6001 N SIDE |  | Mixed Solvents
1419.10 |  | VRR-F-6001 | CONECT |  | 90 DEG OUT | 0.25 | GV | N | DDU RM, TOP OF TK-6001 N SIDE |  | Mixed Solvents
1419.11 |  | VRR-F-6001 | CONECT |  | 90 DEG IN | 0.25 | GV | N | DDU RM, TOP OF TK-6001 N SIDE |  | Mixed Solvents
1419.12 |  | VRR-F-6001 | CONECT |  | 90 DEG OUT | 0.25 | GV | N | DDU RM, TOP OF TK-6001 N SIDE |  | Mixed Solvents
1419.13 |  | VRR-F-6001 | CONECT |  | 90 DEG IN | 0.25 | GV | N | DDU RM, TOP OF TK-6001 N SIDE |  | Mixed Solvents
1419.14 |  | VRR-F-6001 | CONECT |  | 90 DEG OUT | 0.25 | GV | N | DDU RM, TOP OF TK-6001 N SIDE |  | Mixed Solvents
1419.15 |  | VRR-F-6001 | CONECT |  | 90 DEG IN | 0.25 | GV | N | DDU RM, TOP OF TK-6001 N SIDE |  | Mixed Solvents
1419.16 |  | VRR-F-6001 | CONECT |  | FLANGE | 4 | GV | N | DDU RM, TOP OF TK-6001 N SIDE |  | Mixed Solvents
1420.01 |  | VRR-F-6001 | CONECT |  | NIPPLE | 1.25 | GV | N | DDU RM, TOP OF TK-6001 N SIDE |  | Mixed Solvents
1420.02 |  | VRR-F-6001 | CONECT |  | NIPPLE | 1.25 | GV | N | DDU RM, TOP OF TK-6001 N SIDE |  | Mixed Solvents
1420.03 |  | VRR-F-6001 | CONECT |  | FLANGE | 4 | GV | N | DDU RM, TOP OF TK-6001 N SIDE |  | Mixed Solvents
1421 |  | VRR-F-6001 | VALVE |  | GATE | 20 | GV | N | DDU RM, TOP OF TK-6001 N SIDE |  | Mixed Solvents
1422 |  | VRR-F-6001 | VALVE |  | GATE | 1 | GV | N | DDU RM, TOP OF TK-6001 N SIDE |  | Mixed Solvents
1422.01 |  | VRR-F-6001 | CONECT |  | VC-IN | 1 | GV | N | DDU RM, TOP OF TK-6001 N SIDE |  | Mixed Solvents
1422.02 |  | VRR-F-6001 | CONECT |  | NIPPLE | 1 | GV | N | DDU RM, TOP OF TK-6001 N SIDE |  | Mixed Solvents
1422.03 |  | VRR-F-6001 | CONECT |  | REDUCER | 1.5 | GV | N | DDU RM, TOP OF TK-6001 N SIDE |  | Mixed Solvents
1422.04 |  | VRR-F-6001 | CONECT |  | NIPPLE | 3 | GV | N | DDU RM, TOP OF TK-6001 N SIDE |  | Mixed Solvents
1422.05 |  | VRR-F-6001 | CONECT |  | PLUG | 1.25 | GV | N | DDU RM, TOP OF TK-6001 N SIDE |  | Mixed Solvents
1423 |  | VRR-F-6001 | VALVE |  | GATE | 6 | GV | N | DDU RM, TOP OF TK-6001 N SIDE |  | Mixed Solvents
1423.01 |  | VRR-F-6001 | CONECT |  | FLG IN | 6 | GV | N | DDU RM, TOP OF TK-6001 N SIDE |  | Mixed Solvents
1423.02 |  | VRR-F-6001 | CONECT |  | FLG OUT | 6 | GV | N | DDU RM, TOP OF TK-6001 N SIDE |  | Mixed Solvents
1424 |  | VRR-F-6001 | VALVE |  | BALL | 1 | GV | N | DDU RM, TOP OF D-6300 DRUM HOPPER W SIDE |  | Mixed Solvents
1424.01 |  | VRR-F-6001 | CONECT |  | VC-IN | 1 | GV | N | DDU RM, TOP OF D-6300 DRUM HOPPER W SIDE |  | Mixed Solvents
1424.02 |  | VRR-F-6001 | CONECT |  | NIPPLE | 1 | GV | N | DDU RM, TOP OF D-6300 DRUM HOPPER W SIDE |  | Mixed Solvents
1424.03 |  | VRR-F-6001 | CONECT |  | REDUCER | 1.5 | GV | N | DDU RM, TOP OF D-6300 DRUM HOPPER W SIDE |  | Mixed Solvents
1424.04 |  | VRR-F-6001 | CONECT |  | REDUCER | 3 | GV | N | DDU RM, TOP OF D-6300 DRUM HOPPER W SIDE |  | Mixed Solvents
1424.05 |  | VRR-F-6001 | CONECT |  | VC-OUT | 3 | GV | N | DDU RM, TOP OF D-6300 DRUM HOPPER W SIDE |  | Mixed Solvents
1424.06 |  | VRR-F-6001 | CONECT |  | 90 DEG OUT | 3 | GV | N | DDU RM, TOP OF D-6300 DRUM HOPPER W SIDE |  | Mixed Solvents
1424.07 |  | VRR-F-6001 | CONECT |  | 90 DEG IN | 3 | GV | N | DDU RM, TOP OF D-6300 DRUM HOPPER W SIDE |  | Mixed Solvents
1424.08 |  | VRR-F-6001 | CONECT |  | 90 DEG OUT | 3 | GV | N | DDU RM, TOP OF D-6300 DRUM HOPPER W SIDE |  | Mixed Solvents
1425 |  | VRR-F-6001 | VALVE |  | GATE | 46 | GV | N | DDU RM, TOP OF D-6300 DRUM HOPPER W SIDE |  | Mixed Solvents
1426 |  | VRR-F-6001 | VALVE |  | BALL | 1 | GV | N | DDU RM, TOP OF D-6300 DRUM HOPPER W SIDE |  | Mixed Solvents
1426.01 |  | VRR-F-6001 | CONECT |  | VC-IN | 1 | GV | N | DDU RM, TOP OF D-6300 DRUM HOPPER W SIDE |  | Mixed Solvents
1426.02 |  | VRR-F-6001 | CONECT |  | NIPPLE | 1 | GV | N | DDU RM, TOP OF D-6300 DRUM HOPPER W SIDE |  | Mixed Solvents
1426.03 |  | VRR-F-6001 | CONECT |  | REDUCER | 1.5 | GV | N | DDU RM, TOP OF D-6300 DRUM HOPPER W SIDE |  | Mixed Solvents
1426.04 |  | VRR-F-6001 | CONECT |  | REDUCER | 3 | GV | N | DDU RM, TOP OF D-6300 DRUM HOPPER W SIDE |  | Mixed Solvents
1426.05 |  | VRR-F-6001 | CONECT |  | PLUG | 1 | GV | N | DDU RM, TOP OF D-6300 DRUM HOPPER W SIDE |  | Mixed Solvents
1427 |  | VRR-F-6001 | VALVE |  | GATE | 46 | GV | N | DDU RM, TOP OF D-6300 DRUM HOPPER W SIDE |  | Mixed Solvents
1428 |  | VRR-F-6001 | VALVE |  | BALL | 1 | GV | N | DDU RM, TOP OF D-6300 DRUM HOPPER E SIDE |  | Mixed Solvents
1428.01 |  | VRR-F-6001 | CONECT |  | VC-IN | 1 | GV | N | DDU RM, TOP OF D-6300 DRUM HOPPER E SIDE |  | Mixed Solvents
1428.02 |  | VRR-F-6001 | CONECT |  | NIPPLE | 1 | GV | N | DDU RM, TOP OF D-6300 DRUM HOPPER E SIDE |  | Mixed Solvents
1428.03 |  | VRR-F-6001 | CONECT |  | REDUCER | 1.5 | GV | N | DDU RM, TOP OF D-6300 DRUM HOPPER E SIDE |  | Mixed Solvents
1428.04 |  | VRR-F-6001 | CONECT |  | NIPPLE | 3 | GV | N | DDU RM, TOP OF D-6300 DRUM HOPPER E SIDE |  | Mixed Solvents
1428.05 |  | VRR-F-6001 | CONECT |  | VC-OUT | 1 | GV | N | DDU RM, TOP OF D-6300 DRUM HOPPER E SIDE |  | Mixed Solvents
1429 |  | VRR-F-6001 | VALVE |  | GATE | 46 | GV | N | DDU RM, TOP OF D-6300 DRUM HOPPER E SIDE |  | Mixed Solvents
1430 |  | VRR-F-6001 | VALVE |  | BALL | 1 | GV | N | DDU RM, TOP OF D-6300 DRUM HOPPER E SIDE |  | Mixed Solvents
1430.01 |  | VRR-F-6001 | CONECT |  | VC-IN | 1 | GV | N | DDU RM, TOP OF D-6300 DRUM HOPPER E SIDE |  | Mixed Solvents
1430.02 |  | VRR-F-6001 | CONECT |  | NIPPLE | 1 | GV | N | DDU RM, TOP OF D-6300 DRUM HOPPER E SIDE |  | Mixed Solvents
1430.03 |  | VRR-F-6001 | CONECT |  | REDUCER | 1.5 | GV | N | DDU RM, TOP OF D-6300 DRUM HOPPER E SIDE |  | Mixed Solvents
1430.04 |  | VRR-F-6001 | CONECT |  | NIPPLE | 3 | GV | N | DDU RM, TOP OF D-6300 DRUM HOPPER E SIDE |  | Mixed Solvents
1430.05 |  | VRR-F-6001 | CONECT |  | PLUG | 1 | GV | N | DDU RM, TOP OF D-6300 DRUM HOPPER E SIDE |  | Mixed Solvents
1431 |  | VRR-F-6001 | VALVE |  | GATE | 46 | GV | N | DDU RM, TOP OF D-6300 DRUM HOPPER E SIDE |  | Mixed Solvents
1432 |  | VRR-F-6001 | CONECT |  | SCRCON | 0.25 | GV | N | DDU RM, E OF D-6300 DRUM HOPPER UNDER SAMPLE BOX |  | Mixed Solvents
1432.01 |  | VRR-F-6001 | CONECT |  | SCRCON | 0.25 | GV | N | DDU RM, E OF D-6300 DRUM HOPPER UNDER SAMPLE BOX |  | Mixed Solvents
1432.02 |  | VRR-F-6001 | CONECT |  | TUBE FIT | 0.25 | GV | N | DDU RM, E OF D-6300 DRUM HOPPER UNDER SAMPLE BOX |  | Mixed Solvents
1432.03 |  | VRR-F-6001 | CONECT |  | TUBE FIT | 0.25 | GV | N | DDU RM, E OF D-6300 DRUM HOPPER UNDER SAMPLE BOX |  | Mixed Solvents
1432.04 |  | VRR-F-6001 | CONECT |  | TUBE FIT | 0.25 | GV | N | DDU RM, E OF D-6300 DRUM HOPPER UNDER SAMPLE BOX |  | Mixed Solvents
1432.05 |  | VRR-F-6001 | CONECT |  | TUBE FIT | 0.25 | GV | N | DDU RM, E OF D-6300 DRUM HOPPER UNDER SAMPLE BOX |  | Mixed Solvents
1433 |  | VRR-F-6001 | CONECT |  | SCRCON | 0.25 | GV | N | DDU RM, E OF D-6300 DRUM HOPPER UNDER SAMPLE BOX |  | Mixed Solvents
1433.01 |  | VRR-F-6001 | CONECT |  | SCRCON | 0.25 | GV | N | DDU RM, E OF D-6300 DRUM HOPPER UNDER SAMPLE BOX |  | Mixed Solvents
1433.02 |  | VRR-F-6001 | CONECT |  | TUBE FIT | 0.25 | GV | N | DDU RM, E OF D-6300 DRUM HOPPER UNDER SAMPLE BOX |  | Mixed Solvents
1433.03 |  | VRR-F-6001 | CONECT |  | TUBE FIT | 0.25 | GV | N | DDU RM, E OF D-6300 DRUM HOPPER UNDER SAMPLE BOX |  | Mixed Solvents
1433.04 |  | VRR-F-6001 | CONECT |  | TUBE FIT | 0.25 | GV | N | DDU RM, E OF D-6300 DRUM HOPPER UNDER SAMPLE BOX |  | Mixed Solvents
1433.05 |  | VRR-F-6001 | CONECT |  | TUBE FIT | 0.25 | GV | N | DDU RM, E OF D-6300 DRUM HOPPER UNDER SAMPLE BOX |  | Mixed Solvents
1434 |  | VRR-F-6001 | CONECT |  | SCRCON | 0.25 | GV | N | DDU RM, E OF D-6300 DRUM HOPPER UNDER SAMPLE BOX |  | Mixed Solvents
1434.01 |  | VRR-F-6001 | CONECT |  | SCRCON | 0.25 | GV | N | DDU RM, E OF D-6300 DRUM HOPPER UNDER SAMPLE BOX |  | Mixed Solvents
1434.02 |  | VRR-F-6001 | CONECT |  | TUBE FIT | 0.25 | GV | N | DDU RM, E OF D-6300 DRUM HOPPER UNDER SAMPLE BOX |  | Mixed Solvents
1434.03 |  | VRR-F-6001 | CONECT |  | TUBE FIT | 0.25 | GV | N | DDU RM, E OF D-6300 DRUM HOPPER UNDER SAMPLE BOX |  | Mixed Solvents
1434.04 |  | VRR-F-6001 | CONECT |  | TUBE FIT | 0.25 | GV | N | DDU RM, E OF D-6300 DRUM HOPPER UNDER SAMPLE BOX |  | Mixed Solvents
1434.05 |  | VRR-F-6001 | CONECT |  | TUBE FIT | 0.25 | GV | N | DDU RM, E OF D-6300 DRUM HOPPER UNDER SAMPLE BOX |  | Mixed Solvents
1435 |  | VRR-F-6001 | VALVE |  | BALL | 1 | LL | N | DDU RM, D-6300 DROP LEG DRUM STATION E SIDE |  | Mixed Solvents
1435.01 |  | VRR-F-6001 | CONECT |  | VC-IN | 1 | LL | N | DDU RM, D-6300 DROP LEG DRUM STATION E SIDE |  | Mixed Solvents
1435.02 |  | VRR-F-6001 | CONECT |  | VC-OUT | 1 | LL | N | DDU RM, D-6300 DROP LEG DRUM STATION E SIDE |  | Mixed Solvents
1435.03 |  | VRR-F-6001 | CONECT |  | NIPPLE | 1 | LL | N | DDU RM, D-6300 DROP LEG DRUM STATION E SIDE |  | Mixed Solvents
1435.04 |  | VRR-F-6001 | CONECT |  | HOSE CON | 1 | LL | N | DDU RM, D-6300 DROP LEG DRUM STATION E SIDE |  | Mixed Solvents
1436 |  | VRR-F-6001 | VALVE |  | BALL | 1 | LL | N | DDU RM, D-6300 DROP LEG DRUM STATION W SIDE |  | Mixed Solvents
1436.01 |  | VRR-F-6001 | CONECT |  | VC-IN | 1 | LL | N | DDU RM, D-6300 DROP LEG DRUM STATION W SIDE |  | Mixed Solvents
1436.02 |  | VRR-F-6001 | CONECT |  | VC-OUT | 1 | LL | N | DDU RM, D-6300 DROP LEG DRUM STATION W SIDE |  | Mixed Solvents
1436.03 |  | VRR-F-6001 | CONECT |  | NIPPLE | 1 | LL | N | DDU RM, D-6300 DROP LEG DRUM STATION W SIDE |  | Mixed Solvents
1436.04 |  | VRR-F-6001 | CONECT |  | HOSE CON | 1 | LL | N | DDU RM, D-6300 DROP LEG DRUM STATION W SIDE |  | Mixed Solvents
1437 |  | VRR-F-6001 | CONECT |  | 90 DEG IN | 1 | GV | N | DDU RM, 2ND LVL D-6100 E SIDE 1 FT ABOVE GRADING |  | Mixed Solvents
1437.01 |  | VRR-F-6001 | CONECT |  | 90 DEG OUT | 1 | GV | N | DDU RM, 2ND LVL D-6100 E SIDE 1 FT ABOVE GRADING |  | Mixed Solvents
1437.02 |  | VRR-F-6001 | CONECT |  | UNION IN | 1 | GV | N | DDU RM, 2ND LVL D-6100 E SIDE 1 FT ABOVE GRADING |  | Mixed Solvents
1437.03 |  | VRR-F-6001 | CONECT |  | UNION | 1 | GV | N | DDU RM, 2ND LVL D-6100 E SIDE 1 FT ABOVE GRADING |  | Mixed Solvents
1437.04 |  | VRR-F-6001 | CONECT |  | UNION OUT | 1 | GV | N | DDU RM, 2ND LVL D-6100 E SIDE 1 FT ABOVE GRADING |  | Mixed Solvents
1437.05 |  | VRR-F-6001 | CONECT |  | NIPPLE | 1 | GV | N | DDU RM, 2ND LVL D-6100 E SIDE 1 FT ABOVE GRADING |  | Mixed Solvents
1437.06 |  | VRR-F-6001 | CONECT |  | TUBE FIT | 1 | GV | N | DDU RM, 2ND LVL D-6100 E SIDE 1 FT ABOVE GRADING |  | Mixed Solvents
1437.07 |  | VRR-F-6001 | CONECT |  | TUBE FIT | 1 | GV | N | DDU RM, 2ND LVL D-6100 E SIDE 1 FT ABOVE GRADING |  | Mixed Solvents
1437.08 |  | VRR-F-6001 | CONECT |  | NIPPLE | 1 | GV | N | DDU RM, 2ND LVL D-6100 E SIDE 1 FT ABOVE GRADING |  | Mixed Solvents
1437.09 |  | VRR-F-6001 | CONECT |  | NIPPLE | 1 | GV | N | DDU RM, 2ND LVL D-6100 E SIDE 1 FT ABOVE GRADING |  | Mixed Solvents
1437.10 |  | VRR-F-6001 | CONECT |  | SCRCON | 1 | GV | N | DDU RM, 2ND LVL D-6100 E SIDE 1 FT ABOVE GRADING |  | Mixed Solvents
1438 |  | VRR-F-6001 | CONECT |  | 90 DEG IN | 0.5 | GV | N | DDU RM, 2ND LVL D-6100 E SIDE 1 FT ABOVE GRADING |  | Mixed Solvents
1438.01 |  | VRR-F-6001 | CONECT |  | 90 DEG OUT | 0.5 | GV | N | DDU RM, 2ND LVL D-6100 E SIDE 1 FT ABOVE GRADING |  | Mixed Solvents
1438.02 |  | VRR-F-6001 | CONECT |  | UNION IN | 0.5 | GV | N | DDU RM, 2ND LVL D-6100 E SIDE 1 FT ABOVE GRADING |  | Mixed Solvents
1438.03 |  | VRR-F-6001 | CONECT |  | UNION | 0.5 | GV | N | DDU RM, 2ND LVL D-6100 E SIDE 1 FT ABOVE GRADING |  | Mixed Solvents
1438.04 |  | VRR-F-6001 | CONECT |  | UNION OUT | 0.5 | GV | N | DDU RM, 2ND LVL D-6100 E SIDE 1 FT ABOVE GRADING |  | Mixed Solvents
1438.05 |  | VRR-F-6001 | CONECT |  | NIPPLE | 0.5 | GV | N | DDU RM, 2ND LVL D-6100 E SIDE 1 FT ABOVE GRADING |  | Mixed Solvents
1438.06 |  | VRR-F-6001 | CONECT |  | NIPPLE | 0.5 | GV | N | DDU RM, 2ND LVL D-6100 E SIDE 1 FT ABOVE GRADING |  | Mixed Solvents
1438.07 |  | VRR-F-6001 | CONECT |  | SCRCON | 0.5 | GV | N | DDU RM, 2ND LVL D-6100 E SIDE 1 FT ABOVE GRADING |  | Mixed Solvents
1439 |  | VRR-F-6001 | CONECT |  | COUPLING | 0.75 | GV | N | DDU RM, 2ND LVL D-6100 E SIDE 1 FT ABOVE GRADING |  | Mixed Solvents
1439.01 |  | VRR-F-6001 | CONECT |  | COUPLING | 0.75 | GV | N | DDU RM, 2ND LVL D-6100 E SIDE 1 FT ABOVE GRADING |  | Mixed Solvents
1439.02 |  | VRR-F-6001 | CONECT |  | NIPPLE | 0.75 | GV | N | DDU RM, 2ND LVL D-6100 E SIDE 1 FT ABOVE GRADING |  | Mixed Solvents
1439.03 |  | VRR-F-6001 | CONECT |  | UNION OUT | 0.75 | GV | N | DDU RM, 2ND LVL D-6100 E SIDE 1 FT ABOVE GRADING |  | Mixed Solvents
1439.04 |  | VRR-F-6001 | CONECT |  | UNION | 0.75 | GV | N | DDU RM, 2ND LVL D-6100 E SIDE 1 FT ABOVE GRADING |  | Mixed Solvents
1439.05 |  | VRR-F-6001 | CONECT |  | UNION IN | 0.75 | GV | N | DDU RM, 2ND LVL D-6100 E SIDE 1 FT ABOVE GRADING |  | Mixed Solvents
1439.06 |  | VRR-F-6001 | CONECT |  | NIPPLE | 0.75 | GV | N | DDU RM, 2ND LVL D-6100 E SIDE 1 FT ABOVE GRADING |  | Mixed Solvents
1439.07 |  | VRR-F-6001 | CONECT |  | SCRCON | 0.5 | GV | N | DDU RM, 2ND LVL D-6100 E SIDE 1 FT ABOVE GRADING |  | Mixed Solvents
1440 |  | VRR-F-6001 | CONECT |  | NIPPLE | 0.5 | GV | N | DDU RM, 2ND LVL D-6100 E SIDE OH |  | Mixed Solvents
1440.01 |  | VRR-F-6001 | CONECT |  | REDUCER | 0.75 | GV | N | DDU RM, 2ND LVL D-6100 E SIDE OH |  | Mixed Solvents
1440.02 |  | VRR-F-6001 | CONECT |  | 90 DEG IN | 0.75 | GV | N | DDU RM, 2ND LVL D-6100 E SIDE OH |  | Mixed Solvents
1440.03 |  | VRR-F-6001 | CONECT |  | 90 DEG IN | 0.75 | GV | N | DDU RM, 2ND LVL D-6100 E SIDE OH |  | Mixed Solvents
1440.04 |  | VRR-F-6001 | CONECT |  | 90 DEG OUT | 0.75 | GV | N | DDU RM, 2ND LVL D-6100 E SIDE OH |  | Mixed Solvents
1440.05 |  | VRR-F-6001 | CONECT |  | 90 DEG IN | 0.75 | GV | N | DDU RM, 2ND LVL D-6100 E SIDE OH |  | Mixed Solvents
1440.06 |  | VRR-F-6001 | CONECT |  | 90 DEG OUT | 0.75 | GV | N | DDU RM, 2ND LVL D-6100 E SIDE OH |  | Mixed Solvents
1440.07 |  | VRR-F-6001 | CONECT |  | NIPPLE | 0.75 | GV | N | DDU RM, 2ND LVL D-6100 E SIDE OH |  | Mixed Solvents
1441 |  | VRR-F-6001 | CONECT |  | 90 DEG IN | 0.75 | GV | N | DDU RM, 2ND LVL D-6100 E SIDE OH |  | Mixed Solvents
1441.01 |  | VRR-F-6001 | CONECT |  | 90 DEG OUT | 0.75 | GV | N | DDU RM, 2ND LVL D-6100 E SIDE OH |  | Mixed Solvents
1441.02 |  | VRR-F-6001 | CONECT |  | 90 DEG IN | 0.75 | GV | N | DDU RM, 2ND LVL D-6100 E SIDE OH |  | Mixed Solvents
1441.03 |  | VRR-F-6001 | CONECT |  | 90 DEG OUT | 0.75 | GV | N | DDU RM, 2ND LVL D-6100 E SIDE OH |  | Mixed Solvents
1441.04 |  | VRR-F-6001 | CONECT |  | 90 DEG IN | 0.75 | GV | N | DDU RM, 2ND LVL D-6100 E SIDE OH |  | Mixed Solvents
1441.05 |  | VRR-F-6001 | CONECT |  | 45 DEG OUT | 0.75 | GV | N | DDU RM, 2ND LVL D-6100 E SIDE OH |  | Mixed Solvents
1441.06 |  | VRR-F-6001 | CONECT |  | 45 DEG IN | 0.75 | GV | N | DDU RM, 2ND LVL D-6100 E SIDE OH |  | Mixed Solvents
1441.07 |  | VRR-F-6001 | CONECT |  | UNION OUT | 0.75 | GV | N | DDU RM, 2ND LVL D-6100 E SIDE OH |  | Mixed Solvents
1441.08 |  | VRR-F-6001 | CONECT |  | UNION | 0.75 | GV | N | DDU RM, 2ND LVL D-6100 E SIDE OH |  | Mixed Solvents
1441.09 |  | VRR-F-6001 | CONECT |  | UNION IN | 0.75 | GV | N | DDU RM, 2ND LVL D-6100 E SIDE OH |  | Mixed Solvents
1441.10 |  | VRR-F-6001 | CONECT |  | 45 DEG OUT | 0.75 | GV | N | DDU RM, 2ND LVL D-6100 E SIDE OH |  | Mixed Solvents
1441.11 |  | VRR-F-6001 | CONECT |  | 45 DEG IN | 0.75 | GV | N | DDU RM, 2ND LVL D-6100 E SIDE OH |  | Mixed Solvents
1441.12 |  | VRR-F-6001 | CONECT |  | NIPPLE | 0.75 | GV | N | DDU RM, 2ND LVL D-6100 E SIDE OH |  | Mixed Solvents
1442 |  | VRR-F-6001 | CONECT |  | TUBE FIT | 0.25 | GV | N | DDU RM, 2ND LVL D-6100 E SIDE |  | Mixed Solvents
1442.01 |  | VRR-F-6001 | CONECT |  | TUBE FIT | 0.25 | GV | N | DDU RM, 2ND LVL D-6100 E SIDE |  | Mixed Solvents
1442.02 |  | VRR-F-6001 | CONECT |  | TUBE FIT | 0.25 | GV | N | DDU RM, 2ND LVL D-6100 E SIDE UNDER GRATING |  | Mixed Solvents
1442.03 |  | VRR-F-6001 | CONECT |  | TUBE FIT | 0.25 | GV | N | DDU RM, 2ND LVL D-6100 E SIDE UNDER GRATING |  | Mixed Solvents
1443 |  | VRR-F-6001 | CONECT |  | TUBE FIT | 0.25 | GV | N | DDU RM, 2ND LVL D-6100 E SIDE |  | Mixed Solvents
1443.01 |  | VRR-F-6001 | CONECT |  | TUBE FIT | 0.25 | GV | N | DDU RM, 2ND LVL D-6100 E SIDE |  | Mixed Solvents
1443.02 |  | VRR-F-6001 | CONECT |  | TUBE FIT | 0.25 | GV | N | DDU RM, 2ND LVL D-6100 E SIDE UNDER GRATING |  | Mixed Solvents
1443.03 |  | VRR-F-6001 | CONECT |  | TUBE FIT | 0.25 | GV | N | DDU RM, 2ND LVL D-6100 E SIDE UNDER GRATING |  | Mixed Solvents
1444 |  | VRR-F-6001 | VALVE |  | BALL | 1 | GV | N | DDU RM, 2ND LVL D-6100 SE CORNER |  | Mixed Solvents
1444.01 |  | VRR-F-6001 | CONECT |  | VC-IN | 1 | GV | N | DDU RM, 2ND LVL D-6100 SE CORNER |  | Mixed Solvents
1444.02 |  | VRR-F-6001 | CONECT |  | REDUCER | 0.75 | GV | N | DDU RM, 2ND LVL D-6100 SE CORNER |  | Mixed Solvents
1444.03 |  | VRR-F-6001 | CONECT |  | TUBE FIT | 0.25 | GV | N | DDU RM, 2ND LVL D-6100 SE CORNER |  | Mixed Solvents
1444.04 |  | VRR-F-6001 | CONECT |  | TUBE FIT | 0.25 | GV | N | DDU RM, 2ND LVL D-6100 SE CORNER |  | Mixed Solvents
1444.05 |  | VRR-F-6001 | CONECT |  | NIPPLE | 0.25 | GV | N | DDU RM, 2ND LVL D-6100 SE CORNER |  | Mixed Solvents
1444.06 |  | VRR-F-6001 | CONECT |  | NIPPLE | 0.25 | GV | N | DDU RM, 2ND LVL D-6100 SE CORNER |  | Mixed Solvents
1444.07 |  | VRR-F-6001 | CONECT |  | NIPPLE | 0.25 | GV | N | DDU RM, 2ND LVL D-6100 SE CORNER |  | Mixed Solvents
1444.08 |  | VRR-F-6001 | CONECT |  | PLUG | 0.25 | GV | N | DDU RM, 2ND LVL D-6100 SE CORNER |  | Mixed Solvents
1444.09 |  | VRR-F-6001 | CONECT |  | SCRCON | 1.5 | GV | N | DDU RM, 2ND LVL D-6100 SE CORNER |  | Mixed Solvents
1444.10 |  | VRR-F-6001 | CONECT |  | SCRCON | 1.5 | GV | N | DDU RM, 2ND LVL D-6100 SE CORNER |  | Mixed Solvents
1444.11 |  | VRR-F-6001 | CONECT |  | TEE-OUT | 1.5 | GV | N | DDU RM, 2ND LVL D-6100 SE CORNER |  | Mixed Solvents
1444.12 |  | VRR-F-6001 | CONECT |  | PLUG | 1.5 | GV | N | DDU RM, 2ND LVL D-6100 SE CORNER |  | Mixed Solvents
1444.13 |  | VRR-F-6001 | CONECT |  | TEE-IN | 1.5 | GV | N | DDU RM, 2ND LVL D-6100 SE CORNER |  | Mixed Solvents
1444.14 |  | VRR-F-6001 | CONECT |  | NIPPLE | 1.5 | GV | N | DDU RM, 2ND LVL D-6100 SE CORNER |  | Mixed Solvents
1444.15 |  | VRR-F-6001 | CONECT |  | SCRCON | 1.5 | GV | N | DDU RM, 2ND LVL D-6100 SE CORNER |  | Mixed Solvents
1444.16 |  | VRR-F-6001 | CONECT |  | PLUG | 0.5 | GV | N | DDU RM, 2ND LVL D-6100 SE CORNER |  | Mixed Solvents
1445 |  | VRR-F-6001 | CONECT |  | FLANGE | 6 | GV | N | DDU RM, 2ND LVL D-6100 SE CORNER |  | Mixed Solvents
1446 |  | VRR-F-6001 | CONECT |  | FLANGE | 6 | GV | N | DDU RM, 2ND LVL D-6100 SE CORNER |  | Mixed Solvents
1447 |  | VRR-F-6001 | CONECT |  | FLANGE | 6 | GV | N | DDU RM, 2ND LVL D-6100 SE CORNER |  | Mixed Solvents
1448 |  | VRR-F-6001 | VALVE |  | RCV | 3 | GV | N | DDU RM, 2ND LVL D-6100 W SIDE OVER RAILING |  | Mixed Solvents
1448.01 |  | VRR-F-6001 | CONECT |  | FLG IN | 3 | GV | N | DDU RM, 2ND LVL D-6100 W SIDE OVER RAILING |  | Mixed Solvents
1448.02 |  | VRR-F-6001 | CONECT |  | FLG OUT | 3 | GV | N | DDU RM, 2ND LVL D-6100 W SIDE OVER RAILING |  | Mixed Solvents
1448.03 |  | VRR-F-6001 | CONECT |  | FLANGE | 3 | GV | N | DDU RM, 2ND LVL D-6100 W SIDE OVER RAILING |  | Mixed Solvents
1448.04 |  | VRR-F-6001 | CONECT |  | FLANGE | 3 | GV | N | DDU RM, 2ND LVL D-6100 W SIDE OVER RAILING |  | Mixed Solvents
1448.05 |  | VRR-F-6001 | CONECT |  | NIPPLE | 3 | GV | N | DDU RM, 2ND LVL D-6100 W SIDE OVER RAILING |  | Mixed Solvents
1448.06 |  | VRR-F-6001 | CONECT |  | FLANGE | 3 | GV | N | DDU RM, 2ND LVL D-6100 E SIDE |  | Mixed Solvents
1448.07 |  | VRR-F-6001 | CONECT |  | NIPPLE | 3 | GV | N | DDU RM, 2ND LVL D-6100 E SIDE |  | Mixed Solvents
1449 |  | VRR-F-6001 | VALVE |  | BALL | 0.5 | GV | N | DDU RM, 2ND LVL D-6100 W SIDE |  | Mixed Solvents
1449.01 |  | VRR-F-6001 | CONECT |  | VC-IN | 0.5 | GV | N | DDU RM, 2ND LVL D-6100 W SIDE |  | Mixed Solvents
1449.02 |  | VRR-F-6001 | CONECT |  | NIPPLE | 0.25 | GV | N | DDU RM, 2ND LVL D-6100 W SIDE |  | Mixed Solvents
1449.03 |  | VRR-F-6001 | CONECT |  | NIPPLE | 0.25 | GV | N | DDU RM, 2ND LVL D-6100 W SIDE |  | Mixed Solvents
1449.04 |  | VRR-F-6001 | CONECT |  | SCRCON | 1 | GV | N | DDU RM, 2ND LVL D-6100 W SIDE |  | Mixed Solvents
1449.05 |  | VRR-F-6001 | CONECT |  | VC-OUT | 0.5 | GV | N | DDU RM, 2ND LVL D-6100 W SIDE |  | Mixed Solvents
1449.06 |  | VRR-F-6001 | CONECT |  | NIPPLE | 0.25 | GV | N | DDU RM, 2ND LVL D-6100 W SIDE |  | Mixed Solvents
1449.07 |  | VRR-F-6001 | CONECT |  | 45 DEG IN | 0.25 | GV | N | DDU RM, 2ND LVL D-6100 W SIDE |  | Mixed Solvents
1449.08 |  | VRR-F-6001 | CONECT |  | 45 DEG OUT | 0.25 | GV | N | DDU RM, 2ND LVL D-6100 W SIDE |  | Mixed Solvents
1449.09 |  | VRR-F-6001 | CONECT |  | COUPLING | 0.25 | GV | N | DDU RM, 2ND LVL D-6100 W SIDE |  | Mixed Solvents
1449.10 |  | VRR-F-6001 | CONECT |  | SCRCON | 0.25 | GV | N | DDU RM, 2ND LVL D-6100 W SIDE |  | Mixed Solvents
1449.11 |  | VRR-F-6001 | CONECT |  | PLUG | 0.25 | GV | N | DDU RM, 2ND LVL D-6100 W SIDE |  | Mixed Solvents
1449.12 |  | VRR-F-6001 | CONECT |  | PLUG | 1 | GV | N | DDU RM, 2ND LVL D-6100 W SIDE |  | Mixed Solvents
1450 |  | VRR-F-6001 | VALVE |  | BALL | 1 | GV | N | DDU RM, 2ND LVL D-6100 W SIDE |  | Mixed Solvents
1450.01 |  | VRR-F-6001 | CONECT |  | VC-OUT | 1 | GV | N | DDU RM, 2ND LVL D-6100 W SIDE |  | Mixed Solvents
1450.02 |  | VRR-F-6001 | CONECT |  | UNION IN | 1 | GV | N | DDU RM, 2ND LVL D-6100 W SIDE |  | Mixed Solvents
1450.03 |  | VRR-F-6001 | CONECT |  | UNION | 1 | GV | N | DDU RM, 2ND LVL D-6100 W SIDE |  | Mixed Solvents
1450.04 |  | VRR-F-6001 | CONECT |  | UNION OUT | 1 | GV | N | DDU RM, 2ND LVL D-6100 W SIDE |  | Mixed Solvents
1450.05 |  | VRR-F-6001 | CONECT |  | 90 DEG IN | 1 | GV | N | DDU RM, 2ND LVL D-6100 W SIDE |  | Mixed Solvents
1450.06 |  | VRR-F-6001 | CONECT |  | 90 DEG OUT | 1 | GV | N | DDU RM, 2ND LVL D-6100 W SIDE |  | Mixed Solvents
1450.07 |  | VRR-F-6001 | CONECT |  | 90 DEG IN | 1 | GV | N | DDU RM, 2ND LVL D-6100 W SIDE |  | Mixed Solvents
1450.08 |  | VRR-F-6001 | CONECT |  | 90 DEG OUT | 1 | GV | N | DDU RM, 2ND LVL D-6100 W SIDE |  | Mixed Solvents
1450.09 |  | VRR-F-6001 | CONECT |  | NIPPLE | 0.75 | GV | N | DDU RM, 2ND LVL D-6100 W SIDE |  | Mixed Solvents
1450.10 |  | VRR-F-6001 | CONECT |  | NIPPLE | 1.5 | GV | N | DDU RM, 2ND LVL D-6100 W SIDE |  | Mixed Solvents
1451 |  | VRR-F-6001 | VALVE |  | RCV | 6 | GV | N | DDU RM, 2ND LVL D-6100 W SIDE TOP |  | Mixed Solvents
1451.01 |  | VRR-F-6001 | CONECT |  | FLG IN | 6 | GV | N | DDU RM, 2ND LVL D-6100 W SIDE TOP |  | Mixed Solvents
1451.02 |  | VRR-F-6001 | CONECT |  | FLANGE | 12 | GV | N | DDU RM, 2ND LVL D-6100 W SIDE TOP |  | Mixed Solvents
1451.03 |  | VRR-F-6001 | CONECT |  | FLANGE | 6 | GV | N | DDU RM, 2ND LVL D-6100 W SIDE TOP |  | Mixed Solvents
1452 |  | VRR-F-6001 | VALVE |  | RCV | 6 | GV | N | DDU RM, 2ND LVL D-6100 W SIDE TOP |  | Mixed Solvents
1452.01 |  | VRR-F-6001 | CONECT |  | FLG IN | 6 | GV | N | DDU RM, 2ND LVL D-6100 W SIDE TOP |  | Mixed Solvents
1452.02 |  | VRR-F-6001 | CONECT |  | FLANGE | 12 | GV | N | DDU RM, 2ND LVL D-6100 W SIDE TOP |  | Mixed Solvents
1452.03 |  | VRR-F-6001 | CONECT |  | FLANGE | 6 | GV | N | DDU RM, 2ND LVL D-6100 W SIDE TOP |  | Mixed Solvents
1453 |  | VRR-F-6001 | VALVE |  | RCV | 3 | GV | N | DDU RM, 2ND LVL D-6100 W SIDE OVER RAILING |  | Mixed Solvents
1453.01 |  | VRR-F-6001 | CONECT |  | FLG IN | 3 | GV | N | DDU RM, 2ND LVL D-6100 W SIDE OVER RAILING |  | Mixed Solvents
1453.02 |  | VRR-F-6001 | CONECT |  | FLG OUT | 3 | GV | N | DDU RM, 2ND LVL D-6100 W SIDE OVER RAILING |  | Mixed Solvents
1453.03 |  | VRR-F-6001 | CONECT |  | FLANGE | 3 | GV | N | DDU RM, 2ND LVL D-6100 W SIDE TOP |  | Mixed Solvents
1453.04 |  | VRR-F-6001 | CONECT |  | FLANGE | 3 | GV | N | DDU RM, 2ND LVL D-6100 W SIDE TOP |  | Mixed Solvents
1453.05 |  | VRR-F-6001 | CONECT |  | NIPPLE | 3 | GV | N | DDU RM, 2ND LVL D-6100 W SIDE TOP |  | Mixed Solvents
1453.06 |  | VRR-F-6001 | CONECT |  | FLANGE | 3 | GV | N | DDU RM, 2ND LVL D-6100 W SIDE TOP |  | Mixed Solvents
1454 |  | VRR-F-6001 | VALVE |  | BALL | 0.25 | GV | N | DDU RM, 2ND LVL D-6100 W SIDE TOP |  | Mixed Solvents
1454.01 |  | VRR-F-6001 | CONECT |  | VC-IN | 0.25 | GV | N | DDU RM, 2ND LVL D-6100 W SIDE TOP |  | Mixed Solvents
1454.02 |  | VRR-F-6001 | CONECT |  | NIPPLE | 0.25 | GV | N | DDU RM, 2ND LVL D-6100 W SIDE TOP |  | Mixed Solvents
1454.03 |  | VRR-F-6001 | CONECT |  | REDUCER | 0.5 | GV | N | DDU RM, 2ND LVL D-6100 W SIDE TOP |  | Mixed Solvents
1454.04 |  | VRR-F-6001 | CONECT |  | VC-OUT | 0.25 | GV | N | DDU RM, 2ND LVL D-6100 W SIDE TOP |  | Mixed Solvents
1454.05 |  | VRR-F-6001 | CONECT |  | 90 DEG IN | 0.25 | GV | N | DDU RM, 2ND LVL D-6100 W SIDE TOP |  | Mixed Solvents
1454.06 |  | VRR-F-6001 | CONECT |  | 90 DEG OUT | 0.25 | GV | N | DDU RM, 2ND LVL D-6100 W SIDE TOP |  | Mixed Solvents
1454.07 |  | VRR-F-6001 | CONECT |  | COUPLING | 0.25 | GV | N | DDU RM, 2ND LVL D-6100 W SIDE TOP |  | Mixed Solvents
1454.08 |  | VRR-F-6001 | CONECT |  | COUPLING | 0.25 | GV | N | DDU RM, 2ND LVL D-6100 W SIDE TOP |  | Mixed Solvents
1454.09 |  | VRR-F-6001 | CONECT |  | 45 DEG IN | 0.25 | GV | N | DDU RM, 2ND LVL D-6100 W SIDE TOP |  | Mixed Solvents
1454.10 |  | VRR-F-6001 | CONECT |  | 45 DEG OUT | 0.25 | GV | N | DDU RM, 2ND LVL D-6100 W SIDE TOP |  | Mixed Solvents
1454.11 |  | VRR-F-6001 | CONECT |  | COUPLING | 0.25 | GV | N | DDU RM, 2ND LVL D-6100 W SIDE TOP |  | Mixed Solvents
1454.12 |  | VRR-F-6001 | CONECT |  | COUPLING | 0.25 | GV | N | DDU RM, 2ND LVL D-6100 W SIDE TOP |  | Mixed Solvents
1455 |  |  | VALVE |  | BALL | 2 | LL | N | DDU DRUM ROOM SOUTH WALL |  | Mixed Solvents
1455.01 |  |  | CONECT |  | FLG IN | 2 | LL | N | DDU DRUM ROOM SOUTH WALL |  | Mixed Solvents
1455.02 |  |  | CONECT |  | FLANGE | 2 | LL | N | DDU DRUM ROOM SOUTH WALL OVHD NEAR ROOF |  | Mixed Solvents
1455.03 |  |  | CONECT |  | FLG OUT | 2 | LL | N | DDU DRUM ROOM SOUTH WALL |  | Mixed Solvents
1455.04 |  |  | CONECT |  | NIPPLE | 1.5 | LL | N | DDU DRUM ROOM SOUTH WALL |  | Mixed Solvents
1455.05 |  |  | CONECT |  | HOSE CON | 1.5 | LL | N | DDU DRUM ROOM SOUTH WALL |  | Mixed Solvents
1455.06 |  |  | CONECT |  | REDUCER | 1.5 | LL | N | DDU DRUM ROOM SOUTH WALL |  | Mixed Solvents
1456 |  |  | VALVE |  | BALL | 0.5 | LL | N | DDU DRUM ROOM SOUTH WALL |  | Mixed Solvents
1456.01 |  |  | CONECT |  | VC-IN | 0.5 | LL | N | DDU DRUM ROOM SOUTH WALL |  | Mixed Solvents
1456.02 |  |  | CONECT |  | REDUCER | 0.5 | LL | N | DDU DRUM ROOM SOUTH WALL |  | Mixed Solvents
1456.03 |  |  | CONECT |  | TEE | 0.75 | LL | N | DDU DRUM ROOM SOUTH WALL |  | Mixed Solvents
1456.04 |  |  | CONECT |  | TEE-OUT | 0.75 | LL | N | DDU DRUM ROOM SOUTH WALL |  | Mixed Solvents
1456.05 |  |  | CONECT |  | TEE-IN | 0.75 | LL | N | DDU DRUM ROOM SOUTH WALL |  | Mixed Solvents
1456.06 |  |  | CONECT |  | NIPPLE | 0.75 | LL | N | DDU DRUM ROOM SOUTH WALL |  | Mixed Solvents
1456.07 |  |  | CONECT |  | VC-OUT | 0.5 | LL | N | DDU DRUM ROOM SOUTH WALL |  | Mixed Solvents
1456.08 |  |  | CONECT |  | HOSE CON | 0.5 | LL | N | DDU DRUM ROOM SOUTH WALL |  | Mixed Solvents
1456.09 |  |  | CAP |  | POE | 0.5 | LL | N | DDU DRUM ROOM SOUTH WALL |  | Mixed Solvents
1457 |  |  | VALVE |  | BALL | 0.75 | LL | N | DDU DRUM ROOM SOUTH WALL |  | Mixed Solvents
1457.01 |  |  | CONECT |  | VC-IN | 0.75 | LL | N | DDU DRUM ROOM SOUTH WALL |  | Mixed Solvents
1458 |  |  | VALVE |  | BALL | 2 | LL | N | DDU DRUM ROOM SOUTH WALL |  | Mixed Solvents
1458.01 |  |  | CONECT |  | FLG IN | 2 | LL | N | DDU DRUM ROOM SOUTH WALL |  | Mixed Solvents
1458.02 |  |  | CONECT |  | FLANGE | 2 | LL | N | DDU DRUM ROOM SOUTH WALL OVHD NEAR ROOF |  | Mixed Solvents
1458.03 |  |  | CONECT |  | FLG OUT | 2 | LL | N | DDU DRUM ROOM SOUTH WALL |  | Mixed Solvents
1458.04 |  |  | CONECT |  | NIPPLE | 1.5 | LL | N | DDU DRUM ROOM SOUTH WALL |  | Mixed Solvents
1458.05 |  |  | CONECT |  | HOSE CON | 1.5 | LL | N | DDU DRUM ROOM SOUTH WALL |  | Mixed Solvents
1458.06 |  |  | CAP |  | POE | 1.5 | LL | N | DDU DRUM ROOM SOUTH WALL |  | Mixed Solvents
1460 |  | PSV-6000-01 | RELIEF |  | RV | 6 | GV | N | DDU ON SECOND FLOOR TOP OF CHUTE ON OPPOSITE SIDE OF DRUM CONVEYOR~~~~~~DDU SECOND FLOOR S CATWALK |  | Mixed Solvents
1460 |  |  | CLVS-H |  | FLAME ARRESTOR | 12 | GV | N | W OF DDU BUILDING 2 FT O/H |  | Mixed Solvents
Total Components in Unit VEOLIA : 4766
LL = Light Liquid; GV = Gas Vapor
Location "Recovery" refers to Process Area
Location column provides the general (Recovery, West Tank Farm, East Tank Farm, DDU) and specific location of the equipment
Component tag column have parent number, and if necessary, child number. A child number is within the vicinity of the parent.